## Main Fly
REPUBLIC OF MALDIVES RESPONSIVE COVID-19 VACCINATION FOR RECOVERY PROJECT UNDER THE ASIA PACIFIC VACCINE ACCESS FACILITY (APVAX) VOLUME – 2 BOQ FOR CONSTRUCTION OF THE CENTRAL COLD CHAIN FACILITY BUILDINGWITH CLIMATE FRIENDLY DESIGNS AT HULHUMALE, LOT 11766

## Main Fly (2)
CONSTRUCTION OF THE CENTRAL COLD CHAIN FACILITY BUILDING WITH CLIMATE-FRIENDLY DESIGNS AT HULHUMALE LOT 11766
BILL OF QUANTITIES
PRELIMINARIES

## B - Preliminaries
CONSTRUCTION OF THE CENTRAL COLD CHAIN FACILITY BUILDING WITH CLIMATE-FRIENDLY DESIGNS AT HULHUMALE LOT 11766
BILL OF QUANTITIES - BILL NO. 01
| Item No. | Description | Qty | Unit | Rate (MVR.) | Amount (MVR.)
SUBSTRUCTURE
B - PRELIMINARIES
0
0
0
0 |  | Cost and expenses in connection with any other preliminary item which is not listed below, but is necessary for the due completion of works, is deemed to be included in the tender rates. | Note
0
0 |  | If no price has been stated against any item hereunder the Contractor will not be entitled to claim any money for such items even though he is obliged to execute the work or provide services described therein. Preliminary items priced by the tenderders are deem to include the cost of not-priced items. | Note
0
0 |  | The pricing of the preliminaries is based on the items in the Bill of Quantity (BOQ) in order to fulfill the Contract Requirement. The tenderder as an experienced Contractor shall consider appropriate preliminaries based on previous works and all the requirements needed to fulfill the contractual obligations. | Note
0
0 |  | The tenderder is advised to visit the site of the proposed work, as it is his responsibility to ascertain the conditions such as access to the site, external working space, traffic control, heavy vehicle movement, road cleaning, neighbors and commercial activities surrounding the area etc. | Note
0
0 |  | No work in any trade shall be carried out in such a manner as to cause any damage and nuisance to adjacent occupiers or the public. | Note
0
0 |  | The Contractor shall be responsible for any loss or damage to the works, existing structures, adjoining or adjacent structures and unfixed materials, public properties during the term of the contract. | Note
0
0 |  | The Contractor shall allow all the services, facilities, temporary works deem to be necessary for the permanent works not described but deemed necessary to carry out & complete Works. | Note
0
0 |  | Mechanical plant and equipment which emits excessive noise, water, smoke, fumes or noxious liquids, gases, etc. shall not be used. If it becomes necessary the contractor shall obtain prior approval. | Note
0
0 |  | The Contractor shall maintain one set of drawings and specifications and bill of quantities at site office to be referred by the Engineer. | Note
0
0 |  | The Contractor shall submit a list of all Subcontractors that he intends employing to the Works and the extent of their works and shall take prior approval from the Engineer. | Note
0
0 |  | Any other preliminary items not listed below but deemed necessary for the successful execution of the project shall be included in the items. There will be no claims for extra payments for such, and would not be entertained later. | Note
0
0 |  | Insurances, Bonds &Fees
0
1 | B1 | Allow for Contractor's All Risk Insurance Policy, including third party liability and for insurance against loss or damage to the works, adjacent structures, any existing over head and/or under ground services that may cause damages as a result of this work as per the Contract. | Sum | 1
1
2 | B2 | Allow for providing of insurance for the Contractor's Workmen Compensation and any other party appointed by the Contractor for the works. | Sum | 1
2
3 | B3 | Allow for Personal accident and injury insurance cover for unlimited number of events for Engineer and Engineer's staff, visiting and resident Engineer's representatives and special consultants including hospitalization (App number of persons …..). | Sum | 1
3
4 | B4 | Extend the insurance to cover for accident and injury for unlimited number of events for Employer's staff at site and visiting staff of the Employer including hospitalization (App number of persons …...). | Item | 1
4
5 | B5 | Allow for submission of performance bond bank guarantee. valid until the end of defects notification period and 28 days thereafter. | Item | 1
5
6 | B6 | Allow for submission of advance payment guarantee. (20% of Contract Sum less contingencies, value of Letter of credits, value of items to be supplied by the Employer, provisional sums, day works) valid until end of contract and 28 days thereafter. | Sum | 1
6
7 | B7 | The Contractor shall allow for obtaining the building permit and for paying all fees in connection therewith | Sum | 1
7
7
7 |  | Engineer's Facilities
7
8 | B8 | Allow Sum for construction, maintaining, dismantling and removal on completion of the Works, a temporary office building for Engineer's staff office including meeting room not less than , app. 125m2 in area, suitable to the nature of this project with sufficient illumination, partitioning, and complete with toilet facilities (01 for male and 01 for female), electricity and furnished with 06 nos app. 750mm x 1200mm long tables, 06 nos chairs with head rest, 12 nos office chairs, 4 nos wheeled drawing racks, 4 nos app. 1000mmx1500mm height lockable cupboard, 4 nos app. 1200mmx1200mm files racks, 15 person seated meeting table and chairs, Mini refrigerator, Microwave oven, water filter and water dispenser, personnel protective equipment (Computers, Printers & projector measured separately) and including any other facilities required and all other necessary services. | Item | 1
8
9 | B9 | Allow Sum for maintaining of temporary office building for Engineer's staff office including meeting room and facilities. Rate shall include for fulltime maintenance staff and a office assistant for the duration of the construction period and herein after 30 days. | Sum | 1
9
9 |  | Engineer's Office Equipment
9
10 | B10 | Allow Sum to providing and maintaining office equipment to Engineer's Office including Technical references relating to the project, , 2 No scanner, 1 Nos Projector, 1 No photocopier, 1 No Color printer (A3 & A4), 3 nos of scientific calculators, 6 Nos measuring tapes and stationaries, Internet facilities to offices of Engineer's / consultants and maintain with consumables including continuous supply of drinking water, other facilities and shifting for duration of contract and herein after 30 days. | Item | 1
10
11 | B11 | Contractor shall provide the Client's Project Manager and the Engineer's staff as required PPE, tea, coffee for the duration of the contract. | Item | 1
11
12 | B12 | Allow sum for providing transport for Client's, Project manager's and Engineer's staff return transport from living quarters to site, or where ever as and when required for the project requirements. | Sum | 1
12
12
12
12
12
12
12
12
12
12
12 |  | Contractors' Site Facilities
12
12 |  | Temporary works for the contractor/ Accommodation
12
13 | B13 | Allow Sum for erection, maintenance & shifting of temporary workshops, yards, stores (for protection, storage of materials, plants, equipment) and any other facilities require with all other necessary services. | Sum | 1
13
14 | B14 | Allow for erection, maintenance & shifting of Contractor's site office suitable to the nature of this project to accommodate Contractor's staff and any other facilities require with sanitary facilities and all other necessary services. | Sum | 1
14
15 | B15 | Allow for erection, maintenance & shifting of temporary accommodation suitable to the nature of this project and complete to Contractor's staff (for workman and Supervisory ) including any other facilities require with sanitary facilities and all other necessary services. (on site/off site) | Sum | 1
15
16 | B16 | Allow for erection, maintenance & shifting of temporary accommodation suitable to the nature of this project and complete to Contractor's workmen including any other facilities require with sanitary facilities and all other necessary services. (on site / off site) | Sum | 1
16
16 |  | Name board
16
17 | B17 | Allow for erection and maintaining of 2 nos Project Sign boards as per the design, size provided and where directed by the Engineer and remove on completion | Sum | 1
17
17
17 |  | Setting out
17
18 | B18 | Allow for setting out, land survey and submit setting out plan certified by a licensed surveyor and checking and maintaining horizontal and vertical line and planes regularly. | Sum | 1
18
18 |  | Site Operations
18
19 | B19 | Allow for contractor to make all necessary arrangements with the approval of the Employer, Engineer and the occupants of adjacent buildings to photograph inside buildings, streets, side walls and pavements, etc., in fine detail including taking levels of streets, adjacent buildings, etc. in order to obtain documentary proof of the conditions of structures, and existing works prior to the commencement of work at the site and submit a detail report to the Engineer in triplicate and maintain photo graphic records for duration of the construction period. | Item | 1
19
20 | B20 | The Contractor shall arrange to display all the approved samples. Allow for supplying specimens, samples and sample panels of material and testing of materials as appropriate. | Sum | 1
20
20 |  | Temporary water connection
20
21 | B21 | Temporary water source/connection for the work will be available from the tube wells / city main connection at the locations given in the site by the Employer. | Sum | 1
21
22 | B22 | Allow for connection from available source/point, internal water distribution system with piping, pumping and internal storage arrangements | Sum | 1
22
23 | B23 | Allow for water consumption payments to the authorities if by main city supply. | Sum | 1
23
23 |  | Sewerage Disposal
23
24 | B24 | Allow for temporary sewerage disposal as approved by the Engineer. | Sum | 1
24
24 |  | Waste Management
24
25 | B25 | Allow for Supply and place labeled bins for separation of general waste, recyclables, and hazardous waste at designated points around the site as approved by the Engineer. | Sum | 1
25
26 | B26 | Allow for Supply secure, sealed containers for temporary storage of hazardous waste including expired vaccines, chemical containers, and other biomedical waste, prior to disposal by WAMCO or other licensed service providers. as approved by the Engineer. | Sum | 1
26
26 |  | Temporary Power connection
26
26 |  | The Contractor shall be responsible for the steady and uninterrupted power supply for the Work through out of the construction period. | Note
26
26 |  | Temporary electrical connection for the work will be available from the main supply connection at the location given in the site by the Employer. | Note
26
27 | B27 | Allow for connection with all panel boards, distribution boards from available source/point internal electrical distribution cabling and equipment for internal arrangements and safe installation and distribution system. | Item | 1
27
28 | B28 | Allow for electricity consumption payments to the authorities. | Item | 1
28
29 | B29 | Allow for uninterrupted power supply if any failure on main electricity supply. | Sum | 1
29
29 |  | Fire & Emergency Preparedness
29
30 | B30 | Allow for Supply and install portable dry chemical powder and CO₂ fire extinguishers of appropriate capacity at all critical site locations, as per NFPA and Maldives Building Code standards. as approved by the Engineer. | Sum | 1
30
31 | B31 | Allow for Supply, set up, and maintain fully equipped first aid stations including kits, stretchers, and shaded rest shelters for prevention of heat-related illnesses. as approved by the Engineer. | Sum | 1
31
31 |  | Drawings
31
32 | B32 | Allow for submission of shop drawings for all services in triplicate with an electronic copy as necessary for the approval of the Engineer. | Sum | 1
32
33 | B33 | Allow for submission of as built drawings for all architectural, structural and services in triplicate with an electronic copy approved by the Engineer. | Sum | 1
33
34 | B34 | Allow for submission of coordinated drawings for all services and other related work. | Sum | 1
34 |  | Boundary Protection
35 | B35 | Allow for Supply, fabricate, and install corrugated galvanized iron sheets, minimum 6 mm thickness, supported on vertical iron beams, to form a complete perimeter fence around the site in accordance with construction safety regulations. Fence to provide site security, control access, and minimize dust and debris escape.as necessary for the approval of the Engineer. | Sum | 1
35
35 |  | Safety Nets for Debris Protection
36 | B36 | Allow for Supply and install heavy-duty safety nets at building perimeters and around elevated work platforms to prevent falling debris from endangering pedestrians, workers, or adjacent property.as necessary for the approval of the Engineer. | Sum | 1
36
36 |  | Temporary covering/ Site safety
36
37 | B37 | Allow for supply, erect, maintain of necessary barricades, protective railing, temporary walk ways, safety netting, fencing, G.I .frame and cladding, temporary hoarding and screens with suitable frame work around the site boundaries/working area in a manner suitable to the nature of the project and acceptable to the Engineer including warning signs and other safety items/precautions at site for the protection work for the construction period and removal on completion. The Contractor shall submit the details of his proposal to the Engineer for approval. | Item | 1
37
37
37 |  | Health, Safety and Environment
37
38 | B38 | Allow for site safety and safety requirement for the workers, Engineer's staff , Employer's staff and others with Supply full PPE kits to all workers including hard hats, steel-toe boots, gloves, reflective vests, safety goggles, ear protection, and height-work harnesses, in compliance with Regulation 2019/R-156. and complying with all other statutory requirements, first aid facilities and maintaining for duration of the construction period. | Sum | 1
38
39 | B39 | Allow for site safety Fabricate and install weather-resistant hazard and warning signs including “No Entry,” “Construction Zone,” “Wear PPE,” and directional boards for traffic rerouting. Install information boards about the project at strategic locations in compliance with EPA guidelines. and complying with all other statutory requirements, first aid facilities and maintaining for duration of the construction period. | Sum | 1
39
40 | B40 | Allow for providing site safety health and welfare of work people and maintain for duration of the construction period including provision for first aid and basic medicines. Health and safety method statement shall be submitted by the Contractor to Engineer's approval. | Sum | 1
40
41 | B41 | Allow sum for engaging the service of an adequately trained person to attend to first -aid medical duties including a provision of a first aid box and regular supply of medicine, linen etc. | Sum | 1
41
41 |  | Mosquito Breeding on work site
41
41 | B34 | Allow Sum for taking necessary precautions to prevent any possible mosquito breeding on work site. | Sum
41
41 |  | Special health requirement on COVID pandemic
41
41 |  | Contractor shall be fully aware on health requirements , health and other authorities and Health and Safety Document and shall strictly maintain the same. | Note
41
42 | B42 | Allow Sum for Special health requirement on COVID 19 or any pandamic situation wherever relevant as decided by the Engineer. | Sum | 1
42
42 |  | Dust, Noise & Pollution Control
43 | B43 | Allow Sum for Supply and operate a dust suppression system comprising water tanks, pumps, and hoses for regular spraying of exposed soil and material stockpiles to minimize airborne dust. as decided by the Engineer. | Sum | 1
43
44 | B44 | Allow Sum forSupply and install temporary acoustic panels or equivalent noise barriers around high-noise equipment or work areas to comply with noise thresholds specified in the EIA.as decided by the Engineer. | Sum | 1
44
44 |  | Environmental Monitoring
45 | B45 | Allow Sum for Supply portable air quality monitoring meters to measure PM2.5, PM10, and other pollutants during the construction phase in line with EIA monitoring requirements.as decided by the Engineer. | Sum | 1
46 | B46 | Allow Sum for Supply calibrated noise meters for routine site noise monitoring to ensure compliance with regulatory limits. .as decided by the Engineer. | Sum | 1
47 | B47 | Supply groundwater sampling bottles and testing kits for periodic water quality checks during dewatering activities. | Sum | 11
47
47
47 |  | Site Cleaning
47
35 |  | The Contractor shall be responsible for maintenance of the site in clean and orderly fashion at all times during construction period including designated area as per Safety requirement for hazard activities, to fulfill the requirement of insurance conditions, to fulfill environmental protection purposes and for green concept etc. The burning of rubbish and debris on site is prohibited and will not be allowed under any circumstances. The burying of rubbish and debris on site will not be allowed and no trees to be cut without prior approval from the Engineer. | Note
35
36 | B36 | Allow for maintaining the site in a clean and orderly condition during the entire construction period, and on completion, disposal of rubbish and debris and clearing up site regular without allowing for accumulation and leaving all in good order at handing over. | Sum | 1
36
37 | B37 | Allow for washing bay and maintain for duration of the construction period and for wheel washing of each vehicle entering to main road from the site. | Sum | 1
37
37 |  | Progress reports
37
38 | B38 | Allow for submission of progress/Monthly reports in softcopy and hard copy acceptable to the Engineer and softcopies of the photographs monthly, covering all major activities taken place during that period and adequate number of photographs to monitor the progress. | Sum | 1
38
38 |  | Site security
38
39 | B39 | Allow sum for employing experienced security supervisor and an adequate number of security personnel and security systems on full time basis throughout the period of construction, and provide for necessary safety & security lighting and a warning system, | Sum | 1
39
39 |  | Removal of temporary work
39
40 | B40 | Allow for removal of all temporary work and disposal of all rubbish on completion making good to any damage and handing over. | Sum | 1
40
40 |  | Plant and Machinery
40
41 | B41 | Allow for general transport/moving arrangement of the contractor and hoisting equipment including temporary dual hoists on the external of the building complete with operator etc. | Sum | 1
41
42 | B42 | Allow sum for maintaining the hoist, plant & machineries during the construction period. | Sum | 1
42
43 | B43 | Allow sum for a Tower Crane with a lifting capacity of 6T minimum with full coverage of the site, including crane base and air craft warning lights, relocation if required and remove after completion of the works. (Including maintenance of Tower Crane during the construction period). | Sum | 1
43
44 | B44 | Allow sum for providing small machinery and equipment for the use of the Works at site. | Sum | 1
44
44 |  | Services and facilities
44
45 | B45 | Allow sum for supplying, erecting and maintaining scaffolding system and self climbing platforms, special scaffolding etc.; use for duration of the construction period and removal on completion and all works disturbed shall be made good including all parties. | Sum | 1
45
45
46 | B46 | Allow sum for providing operation/maintenance manuals, training (if required), warranties and guarantees. | Sum | 1
46
47 | B47 | Allow for the provision of minimum construction management staff/services on site with following minimum qualification. (CVs of the key personnel of Contractors staff shall be approved by the Engineer) | Sum | 1
47
47 |  | 1 no Construction manager/ Contract manager - B.Sc with 10 years experience in building construction
47 |  | 2 nos Civil Engineers - B.Sc with 8 years experience in building construction
47 |  | 1 no Building Services Engineer - B.Sc with 8 years in building construction
47 |  | 2 nos Civil Site supervisors - Diploma level qualification with 5 years experience in building construction
47 |  | 2 nos MEP Site supervisors - Diploma level qualification with 5 years experience in building construction
47 |  | 1 no Quantity surveyor - B.Sc with 5 years experience in building construction projects
47 |  | 1 no Assistant Quantity surveyor - Diploma level qualification with 5 years experience in building construction projects
1 no Planning Engineer - Bsc Civil Engineering or Equivalant with 8 years experience in building construction projects
1 no Safety Engineer / HSE officer - Degree or Diploma in occupational safety & health (OHS) with 5 years experience in building construction projects
47 |  | B - PRELIMINARIES
47 |  | Total Carried to Summary

## COVER - SUB
CONSTRUCTION OF THE CENTRAL COLD CHAIN FACILITY BUILDING WITH CLIMATE-FRIENDLY DESIGNS AT HULHUMALE LOT 11766
BILL OF QUANTITIES
SUBSTRUCTURE

## BOQ SUMMARY - 1 (hidden)
PROPOSED BANQUET HALL FOR SILVER RAY
BILL OF QUANTITIES
GRAND SUMMARY
BILL NO. | DESCRIPTION | AMOUNT (Rs.)
Bill No. 01 | B - Preliminaries
Bill No. 02 | D - Excavation
Bill No. 03 | F - Concrete Works |  | 0 | 0 | 0
|  |  |  | 0 | 0
SUB TOTAL (1)
Add | Contingencies
Add | Price Escallation
GRAND TOTAL (WITHOUT NBT AND VAT)

## D-Sub Excavation
CONSTRUCTION OF THE CENTRAL COLD CHAIN FACILITY BUILDING WITH CLIMATE-FRIENDLY DESIGNS AT HULHUMALE LOT 11766
BILL OF QUANTITIES - BILL NO. 02
| Item No. | Description | Qty | Unit | Rate (MVR.) | Amount (MVR.)
SUBSTRUCTURE
D - EXCAVATION & EARTHWORK
General notes for pricing ;
0 |  | The Tenderer shall thoroughly examine all specifications , drawings and required to visit the site of proposed work before pricing this section. Tenderer shall price his rates and execute all works strictly confirming to the Engineers specification and the drawings |  | Note
0
0 |  | Prior to any excavation the levels of the original surface shall be agreed by the Engineer and the Contractor; this agreement to be recorded in the drawings (the drawing should be prepared by the Contractor) to be signed by both parties |  | Note
0
0 |  | The Tenderer shall check and satisfy on ground water level and soil investigation report, limitation of transport, limitation of site, conditions of the existing road for possibility of transportation of heavy equipment etc., prior to pricing |  | Note
0
0 |  | Tenderer shall arrange suitable dumping sites and approvals as relevant for the transportation and dumping of excavated material off site |  | Note
0
0 |  | Filling and compaction should be carried out layer by layer as specified |  | Note
|  | Site preparation, establishing of banks, cutting & filling up to formation level, widening & upgrading of access roads (if required) , construction of necessary bridges and culverts shall be done by the contractor |  | Note
0 |  | Carried Forward
0 |  | Brought Forward
0
0 |  | Unless otherwise stated, Rate shall include for ;
0
0 |  | Excavation will be measured net. Tenderer shall allow for any requirement of working spaces and difficulties in his rates |  | Note
0
0 |  | Disposal is not measured separately and the cost of disposal shall be included to relevant rates |  | Note
0
0 |  | For working space allowance to excavations, earthwork support if necessary |  | Note
0
0 |  | For keeping all excavations free from water unless otherwise measured separately |  | Note
0
0 |  | For backfilling to trench and pits with earth free from vegetation and roots. Surface with suitable compaction method such as ramming, rolling etc. |  | Note
0
0 |  | EXCAVATION
0
0 |  | Detail Excavation for commencing from reduced level, in foundations, footings, beams in any material, except rock requiring blasting, rammed and as directed. Rate shall include for compacting and leveling bottom of excavation as specified in design guide issued by the Engineer. |  | Note
0
0 |  | Bulk excavation to make up levels to achive levels for detail excavations to be completed as shown on drawing and as specified |  | Note
0 |  | Carried Forward
0 |  | Brought Forward
0
0 |  | Upto Basement Floor Level (-2100)
0
0
1 | D1 | Bulk excavation for the ground improvement, basement floor and raft slab, basement retaining wall depth exceeding 2.0m from the commencing level. Rate shall include for excavation, removal of soil and rock, boulders; except rock required blasting and compacting bottom of excavations to receive consolidated surface as specified. (Excavatio Stage 1) | 3170 | m3
1
2 | D2 | Excavation for lift pits, rate shall include for excavation, removal of soil and rock, boulders; except rock required blasting and compacting bottom of excavations to receive consolidated surface as specified. | 50 | m3
2
2 |  | Up to Ground Floor Level (+1200)
2
3 | D3 | Excavation for ramps, retaining wall/ boundary wall in the perimeter of the site depth exceeding 2.0m and not exceeding 3.00m from the formation level. Rate shall include for excavation, disposal of soil and rock, boulders; except rock required blasting and compacting bottom of excavations to receive consolidated surface as specified. (Excavation stage 02) | 300 | m3
3
3 |  | Carried Forward
3 |  | Brought Forward
3
3 |  | Breaking out existing material extra over any type of excavation irrespective of depth in following. Rate shall include to material disposal off site.
3
4 | D4 | Rock (Chemical Blasting) | 1 | m3
4
5 | D5 | Rock (Drill Blasting) | 1 | m3
5
6 | D6 | Concrete | 1 | m3
6
7 | D7 | Reinforced concrete | 1 | m3
7
8 | D8 | Brick work / Block work or stone work | 1 | m3
8
8 |  | DISPOSAL
8
9 | D9 | Disposal of bulk excavated / detail excavated materials, away from site to approved tips. It is contractor's responsibility to identify the suitable locations and obtain necessary approvals. | 3650 | m3
9
9 |  | FILLING
9
9 |  | Proctor density for under ground floor slab and for column footing as instructed by the Engineer.
9
10 | D10 | Filling and compaction under the raft slab with well-compacted sandy soil (95% compaction required) for ground improvement as instructed by the Engineer. | 440 | m3
10
11 | D11 | Backfilling around retaining wall base and raft slab with well-compacted already available excavated soil with suitable compaction method such as ramming, rolling etc. Done in layers to receive consolidated surface as specified. | 285 | m3
11
11 |  | Carried Forward
11 |  | Brought Forward
11
11 |  | TERMITE TREATMENT
11
11 |  | Contractor shall provide 10 years warranty, method statement for Termicidate Re Charging System and subjected to approval from the engineer for method statement & material prior to commencing at site. |  | Note
11
12 | D12 | Allow for anti termite treatment around building 1m beyond the building boundary after landscaping. | 122 | m2
12
12 |  | SHORING
12
12 |  | Rates and prices inserted below shall be inclusive of final design and for completion of shoring system installation in accordance with the specifications and drawings. The contractor to design and execute following items accordingly. Working platform level shall be natural ground level and approval shall be obtained from the engineer prior to commence the Works. |  | Note
12
13 | D13 | Supply and install of a shoring system using sheet piles including necessary backfilling and remove of shoring system as specified and as directed by the Engineer. (Stage 01) | 645 | m2
13
14 | D14 | Supply and install of a shoring system using soldier plies including necessary backfilling and remove of shoring system as specified and as directed by the Engineer. (Stage 02) | 130 | m2
14
14 |  | Carried Forward
14 |  | Brought Forward
14
14 |  | DEWATERING
14
14 |  | The scope of dewatering generally is design, detail, supply and install a dewatering system to withstand the dewatering requirement during the excavation works and during construction of the basement, including any other periods when the construction activities are carried out on site. The dewatering system shall achieve the required ground water level inside the excavations as specified in design guide issued by the Engineer. The period of dewatering to be considered as upto the completion of basement walls in basement construction and subsequent period required for reatiaining wall/boundary wall construction at the perimeter of the site. |  | Note
|  | Dewatering & Water Management Dewatering Pumping System Supply, install, and operate submersible or centrifugal pumps of sufficient capacity to remove approximately 34.7 m³/day of groundwater. Include all discharge hoses, connectors, and operational controls. as specified in guide issued by the Engineer. Dewatering Pipelines &amp; Connection Works Tenderer shall arrange and laying HDPE or equivalent pipelines to connect dewatering pumps to the existing western-end Hulhumalé Phase 1 drainage network, in accordance with URA permit requirements. Sediment Traps / Filtration Units Supply and install sedimentation tanks or filtration boxes for treatment of dewatering discharge water to remove silt and debris before entry into drainage network. as specified in by the Engineer. |  | Note
14
15 | D15 | Allow for design, installation, operation, and maintenance of a dewatering system to keep all excavations and work areas free from rainwater, groundwater, and percolating water, including obtaining necessary permits , paying charges and safe disposal up to the ocean as per Engineer’s approval. The contractor shall submit all details of his proposal indicating all technical details with the tender to the approval of the Engineer. | 1 | Item
15
15
15
15
15
15
15
15
15
15
15
15
15
15
15 |  | D - EXCAVATION & EARTHWORK
15 |  | Total Carried to Summary

## F-Sub Concrete
CONSTRUCTION OF THE CENTRAL COLD CHAIN FACILITY BUILDING WITH CLIMATE-FRIENDLY DESIGNS AT HULHUMALE LOT 11766
BILL OF QUANTITIES - BILL NO. 03
| Item No. | Description | Qty | Unit | Rate (MVR.) | Amount (MVR.)
SUBSTRUCTURE
F - CONCRETE WORK
0
0 |  | Rate shall include for :
0 |  | Concrete work include depositing, handling, hoisting into position, vibrating and making good after removal of formwork etc. |  | Note
0
0 |  | Characteristic cube strength for all concrete works should be 25N/mm2 unless otherwise specified. |  | Note
0
0 |  | Rate shall include for supplying and laying of gauge 1000 polythene layer on ground, where concrete is in direct contact with the ground, before pouring concrete unless otherwise measured separately |  | Note
0
0 |  | Provide proper cover blocks and spacers where necessary. Placing of timber pieces, metal or bricks will not be permitted |  | Note
|  | Reinforcement and Formwork paid separately unless otherwise specified in the item |  | Note
|  | All concrete work shall be carried out in accordance with the relevant BS standards and rate shall include construction joints |  | Note
|  | Rates shall include for plant for mixing, handling, hoisting, depositing, compacting, vibrating, curing, and making good any defects after removal of formwork. |  | Note
|  | For construction of RCC Manholes, pump pits, gullies and catch pits, shoe drains & Linear drains in the raft slab and other areas co ntractor to make necessary provisions while casting the concreting or otherwise. Plëase refer the trade "Plumbing" include prices for such items. |  | Note
Carried Forward
Brought Forward
CONCRETE WORK
Blinding screed
Upto Basement Floor Level (-2100)
0
Sub concrete (Lean concrete/PCC)
0 |  | Screed Concrete as blinding to be Grade 15 concrete as specified and as shown on Drawings & Specifications to the following.
0
1 | F1 | In 100mm thk Screed Concrete, under raft slab | 725 | m2
1
2 | F2 | In 100mm thk Screed Concrete, under lift base | 26 | m2
2
2 |  | Basement Level (-2100) to Ground Floor Level (+1200)
2
3 | F3 | In 50mm thick Screed Concrete, under retaining wall base | 90 | m2
3
3 |  | Reinforced Concrete
3
3 |  | Grade 30 Reinforced Concrete as per the detail drawings and specifications. |  | Note
3
3 |  | Upto Basement Floor Level (-2100)
3
4 | F4 | In Raft Slab, 750mm high | 545 | m³
4
5 | F5 | In Lift Base, 750mm high | 25 | m³
5
6 | F6 | In lift walls, 225mm thk | 12 | m³
6
6 |  | Basement Level (-2100) to Ground Floor Level (+1200)
6
7 | F7 | In retaining wall base | 25 | m³
7
8 | F8 | In retaining wall | 70 | m³
8 |  | Carried Forward
8 |  | Brought Forward
8
9 | F9 | In 250mm thick basement walls | 40 | m³
9
10 | F10 | In 225mm thick basement walls | 32 | m³
10
11 | F11 | In lift core walls | 18 | m³
11
12 | F12 | In staircases | 5 | m³
12
13 | F13 | In suspended Slab 150mm thk | 35 | m³
13
14 | F14 | In suspended Slab 175mm thk | 86 | m³
13
14 | F14 | In suspended Beams | 38 | m³
14
15 | F15 | In Columns | 1 | m³
15
16 | F16 | In ramp | 32 | m³
16
16 |  | Grade 50 Reinforced Concrete as per the detail drawings and specifications. |  | Note
16
17 | F17 | In Columns | 14 | m³
17
17 |  | FORMWORK
17
17 |  | Basic finish Formwork (according to BS standards ) |  | Note
17
17 |  | Rate shall include for all necessary boarding's, supports, erecting, framing, cutting angles, cleaning, wetting and treatment before placing concrete and removal |  | Note
17
17 |  | Formwork shall be to provide specified finish on concrete surfaces. All all the concrete surfaces in slabs need to be finished neatly for applying painting without any plastering |  | Note
17
17 |  | Curved surfaces are so described with the radius status |  | Note
17
17 |  | Formwork to achive Fairface concrete surface with straight even edges, free from joint marks, to receive paint ( Paint measured seperately) |  | Note
17 |  | Carried Forward
17 |  | Brought Forward
17
17 |  | Upto Basement Floor Level (-2100)
17
18 | F18 | In Raft Slab, 750mm high | 116 | m2
18
19 | F19 | In Lift Base, 750mm high | 20 | m2
19
20 | F20 | In lift walls, 225mm thk | 80 | m2
20
20 |  | Basement Level (-2100) to Ground Floor Level (+1200)
20
21 | F21 | In sides of retaining wall base | 55 | m2
21
22 | F22 | In sides of retaining wall | 495 | m2
22
23 | F23 | In sides of 250mm thick basement walls | 315 | m2
23
24 | F24 | In sides of 225mm thick basement walls | 260 | m2
24
25 | F25 | In sides of lift core walls | 158 | m2
25
26 | F26 | In staircases | 35 | m2
26
27 | F27 | In soffit of suspended Slab | 530 | m2
27
28 | F28 | In suspended Beams | 265 | m2
28
29 | F29 | In Columns | 132 | m2
29
30 | F30 | In sides of ramp, width < 300mm | 114 | m
30 |  | Carried Forward
30 |  | Brought Forward
30
30 |  | REINFORCEMENT
30
30 |  | All the reinforcement to be approved equivalent |  | Note
30
30 |  | Rate shall include for cleaning cutting, bending fabricating /,binding wires, ties,spaces,chairs placing and provision of all necessary temporary fixing and supports unless otherwise measured separately |  | Note
30
30 |  | Reinforcement shall be high yield strength deformed (Yield stress> 460N/mm2). The contractor shall provide detailed drawings and schedules of the reinforcement for the Enginee's approval, in accordance with the specification. |  | Note
30
30 |  | Upto Basement Floor Level (-2100)
30
31 | F31 | In Raft Slab, 750mm high | 14017.4 | kg
31
32 | F32 | In Lift Base, 750mm high | 1350 | kg
32
33 | F33 | In lift walls, 225mm thk | 2160 | kg
33
33 |  | Basement Level (-2100) to Ground Floor Level (+1200)
33
34 | F35 | In retaining wall base | 2860 | kg
34
35 | F36 | In retaining wall | 7000 | kg
35
36 | F37 | In 250mm thick basement walls | 3880 | kg
36
37 | F38 | In 225mm thick basement walls | 2976 | kg
37
38 | F39 | In lift core walls | 1926 | kg
38
39 | F40 | In staircases | 415 | kg
39
40 | F41 | In Suspended Slab | 12464 | kg
40
41 | F42 | In suspended Beams | 6650 | kg
41
42 | F42 | In Columns | 4425 | kg
37 |  | Carried Forward
37 |  | Brought Forward
42
42 |  | Forming Joints
42
42 |  | Rate shall include for forming joints with stop boards, styrofoam sheets, saw cutting, steel angle embedded to concrete as necessary, mild steel plain bars, all as per supervision under the Engineer.
42
42 |  | Expansion/ Construction Joints
43 | F43 | Forming Construction joints for slabs/ walls as specified as shown on drawing | 1 | Item
43
43
43 |  | Filling to joints
43
43 |  | Filling joints with specified filling materials, rate shall include for cleaning joints before filling all as specified and as shown on drawing
43
43 |  | Expansion /Construction Joints
44 | F44 | Filling to Construction joints as specified and as shown on drawing | 1 | Item
44
44
44 |  | Lintols
44 |  | 150mmx 255mm lintols with grade 25 concrete including reinforcement and necessary formwork,all the work to be completed as per the drawings and specifications.
44
45 | F 45 | Basement level (-2100) to ground floor level (+1200) | 9 | m
45
46 | F 46 | RCC foundation to receive fence and gate at the front boundary of the site as per the drawing and specification | 1 | Item
46
46
46
46
46
46
46
46
46 |  | F - CONCRETE WORK
46 |  | Total Carried To Summary

## G - Sub Masonry
CONSTRUCTION OF THE CENTRAL COLD CHAIN FACILITY BUILDING WITH CLIMATE-FRIENDLY DESIGNS AT HULHUMALE LOT 11766
BILL OF QUANTITIES - BILL NO. 04
| Item No. | Description | Qty | Unit | Rate (MVR.) | Amount (MVR.)
SUBSTRUCTURE
G - MASONRY WORKS
|  | Rates shall include for rough and fair cutting, plumbing angles, forming rebated reveals, rough hooks, raking joints, cleaning for painting, plastering etc., cutting and pinning, forming or cutting chases, and making good including sundry items. |  | Note
|  | Rates shall include for all goggles, cramps, dowels, ties, templates plumbing, setting, jointing, pointing and fixing in position including hoisting, protecting and cleaning down. |  | Note
|  | All vertical and horizontal joints shall be even in thickness as far as practicable and all courses level. |  | Note
|  | Where bricks/block are used they shall conform to BS standards for strength and quality and test certificates shall be produced when required by the Engineer. |  | Note
|  | All masonry work shall be built accurately, true to line, plumb and square at corners. Any work out of line, out of plumb etc..,will be asked to be removed and rebuilt. |  | Note
Rates shall include for:
a. R.C.Stiffener beams/ columns.
b. Expansion joint construction.
c. Anchoring between R.C.structure and bricks/blocks as necessary.
|  | d. Masonry wall ends and top as typical detail drawings. |  | Note
0 |  | Carried Forward
0 |  | Brought Forward
|  | Rate shall include for bricks/blocks wall and column connecting mesh for reinforced bonding of plastering. |  | Note
|  | Rates shall include for curved bricks/blocks work unless measured separately. |  | Note
|  | Rates shall include for all necessary scaffolding to suit the nature of the work unless otherwise measured separately. |  | Note
0
|  | Rates shall include for Builder's Work in connection with all services installations. |  | Note
|  | Masonry bricks / blocks works measured under this trade shall include vanity support walls, dividing walls in ducts, supporting walls for bath tubs, Jacuzzis and other ancillary items as appropriate. |  | Note
0
|  | Rate shall include for RCC stiffner columns where necessary including perimeter of building as per the structural drawings & specifications. |  | Note
0 |  | Upto Basement Floor Level (-2100)
0
0 |  | BLOCK WORK
0
0 |  | 100mm thk Solid block Work in cement and sand 1:5 mortar as per the Drawings and specification to the approval of the Engineer
0
1 | G1 | Around the raft slab and lift base | 130 | m²
1
1 |  | Basement Level (-2100) to Ground Floor Level (+1200)
1
1
1
1 |  | 200 mm thk Solid Block work in cement and sand 1:6 mortar as per the Drawings and specification to the approval of the Engineer
1
2 | G2 | In Lift Walls, Up to Ground Floor Level | 8 | m²
2
3 | G3 | In Walls, Up to Ground Floor Level | 65 | m²
3
3 |  | 100 mm thk Solid block work in cement and sand 1:6 mortar as per the Drawings and specification to the approval of the Engineer
3
4 | G4 | In Walls, Up to Ground Floor Level | 2 | m²
4 |  | G - MASONRY WORK
4 |  | Total Carried To Summary

## H-Sub Waterproofing
CONSTRUCTION OF THE CENTRAL COLD CHAIN FACILITY BUILDING WITH CLIMATE-FRIENDLY DESIGNS AT HULHUMALE LOT 11766
BILL OF QUANTITIES - BILL NO. 05
| Item No. | Description | Qty | Unit | Rate (MVR.) | Amount (MVR.)
SUBSTRUCTURE
H - WATERPROOFING
Unless otherwise stated, Rate shall include for ;
0
0 |  | Prior to apply waterproofing surfaces should be structurally sound, clean, and free from loose particles, oil, grease, or any other contaminants. Cement laitance, loose particles, mould release agents, curing membranes, and other contaminants must be removed. All the surface irregularities such as blow holes, honeycombs etc. should be filled with appropriate material as necessary |  | Note
0
0 |  | The Tenderer shall submit the following technical details along with the Tender.
0 |  | 1. Type of Waterproofing.
0 |  | 2. Brand name
0 |  | 3. Country of origin
0 |  | 4. Method of application
0 |  | 5. Detail of guarantee/warranty (format)
0 |  | 6. Suitability to the nature of the surfaces of particular location.
0 |  | 7. Sealant
0
0 |  | Work shall be strictly in accordance with the manufacturer's specification |  | Note
0
0 |  | Waterproofing shall include for testing for water tightness and leaks |  | Note
0
0 |  | Cutting to line, notching, bending and extra material for lapping |  | Note
0
0 |  | Working into recessed duct covers, shaped inserts, outlet pipes and the like. |  | Note
0 |  | Carried Forward
0 |  | Brought Forward
0
0 |  | Contractor shall submit a 10 years warranty (including warranties from its Specialist Supplier & Specialist Applicator) , for the supply , water proofing work, calculated from the date of completion in respect of workmanship and material |  | Note
0
0 |  | Rates shall include for internal and external angles, angle fillets, arises, edges, intersections and the like. |  | Note
0
0 |  | HORIZONTAL SURFACE WATERPROOFING
0 |  | Upto Basement Floor Level (-2100)
0
0 |  | Supply and laying of 1000 Gauge Polyethylene sheet as specified in Specifications and shown in Drawings. Rate shall include for necessary laps.
0
1 | H1 | Under the raft slab and lift base | 750 | m2
1
1 |  | Supply and installation of Torch-on-type waterproofing membrane (4mm-5mm thk) for horizontal surfaces as per the drawings, schedules and specification to the approval of the Engineer.
1
2 | H2 | Under the raft slab and lift base | 750 | m2
2
2 |  | Supply and installation of 50mm thk protective screed or board for horizontal surfaces as per the drawings, schedules and specification to the approval of the Engineer.
2
3 | H3 | Under the raft slab and lift base | 750 | m2
2 |  | Carried Forward
2 |  | Brought Forward
2
2 |  | Basement Level (-2100) to Ground Floor Level (+1200)
2
2 |  | Supply and laying of 1000 Gauge Polyethyene sheet as specified in Specifications and shown in Drawings. Rate shall include for necessary laps.
2
3 | H3 | Under the retaining wall base | 92 | m2
3
4 | H4 | Under the ramp | 133 | m2
4
4 |  | Supply and installation of cementitious waterproofing membrane for horizontal surfaces as per the drawings, schedules and specification to the approval of the Engineer.
4
5 | H5 | In the fire sump floor | 20 | m2
5
5 |  | Supply and installation of protective screed 1:3 cement, sand plaster for horizontal surfaces as per the drawings, schedules and specification to the approval of the Engineer.
5
6 | H6 | In the fire sump floor | 20 | m2
6
6 |  | VERTICAL SURFACE WATERPROOFING
6
6 |  | Upto Basement Floor Level (-2100)
6
6 |  | Supply and installation of Torch-on-type waterproofing membrane (4mm-5mm thk) for vertical surfaces as per the drawings, schedules and specification to the approval of the Engineer.
6
7 | H7 | Around the raft slab and lift base | 135 | m2
7
7 |  | Supply and installation of 50mm thk protective screed/ board for vertical surfaces as per the drawings, schedules and specification to the approval of the Engineer.
7
8 | H8 | Around the raft slab and lift base | 135 | m2
8 |  | Carried Forward
8 |  | Brought Forward
8
8 |  | Basement Level (-2100) to Ground Floor Level (+2100)
8
8 |  | Supply and installation of Torch-on-type waterproofing membrane (4mm-5mm thk) for vertical surfaces upto 300mm high from the ground floor level as per the drawings, schedules and specification to the approval of the Engineer.
8
9 | H9 | In external side of RCC Walls | 450 | m2
9
9 |  | Supply and installation of protective board for vertical surfaces upto 300mm high from the ground floor level as per the drawings, schedules and specification to the approval of the Engineer.
9
10 | H10 | In external side of RCC Walls | 450 | m2
10
11 | H11 | In internal walls of Fire sump | 62 | m2
11
11 |  | Supply and installation of 50mm thk protective screed for vertical surfaces as per the drawings, schedules and specification to the approval of the Engineer.
11
12 | H12 | In internal walls of Fire sump | 62 | m2
12
12 |  | Supply and installation of cementitious waterproofing membrane for vertical surfaces as per the drawings, schedules and specification to the approval of the Engineer.
12
13 | H13 | In internal walls of Fire sump | 62 | m2
13
13 |  | Supply and installation of Torch-on-type waterproofing membrane (4mm-5mm thk) for vertical surfaces upto 300mm high from the ground floor level as per the drawings, schedules and specification to the approval of the Engineer.
13
14 | H14 | In sides of basement walls in Ramp (Upto 300mm high) | 56 | m2
14
14 |  | Water Bar
14
14 |  | Supply and installation of PVC Center bubble water bar as per the drawings, schedules and specification to the approval of the Engineer.
14
15 | H14 | In retaining walls, fire sump walls and outer perimeter of the raft | 240 | m
15
H - WATERPROOFING
Total Carried To Summary

## K-Sub Non Struct -Metal
CONSTRUCTION OF THE CENTRAL COLD CHAIN FACILITY BUILDING WITH CLIMATE-FRIENDLY DESIGNS AT HULHUMALE LOT 11766
BILL OF QUANTITIES - BILL NO. 06
| Item No. | Description | Qty | Unit | Rate (MVR.) | Amount (MVR.)
SUBSTRUCTURE
K - METAL WORKS
Unless otherwise stated, Rate shall include for ;
0
0 |  | It shall be the Contractor's responsibility supply and install all the Metal work items and to check the actual sizes on site, prior to fabrication. All Aluminium doors and windows shall be watertight. Contractor shall obtain the Engineer's approval for the mock-up samples which shall be installed and tested for waterproofing |  | Note
0
0 |  | The contractor shall submit shop drawings for the approval of the Engineer, prior to fabrication. |  | Note
0
0 |  | All the extrusions for aluminium shall be powder coated finish and approved by the engineer and as specified |  | Note
0
|  | The powder coating thickness is to be 60 to 80 micrones and as specified. . |  | Note
|  | All Al sections shall be extruded from Aluminium alloy 6063T5 temper, Sections shall be designed to give rebated internal and external faces. Profile thickness shall be 1.5mm and above and as specified. |  | Note
All glass used for Aluminium Doors, Windows & partitions shall be unless otherwise specified, clear float glass suitable for single glazing and shall have a mnimum thickness of 5mm or as suitable as per specification or as specified.
|  | All Ironmongery for Alumium Doors ,windowa and partitions shall satisfactorily perform the function for which it is intended . They shall be of Aluminium Die cast alloy, stainless steel or other non corrosive materials compatible with Aluminium. |  | Note.
0 |  | The contractor shall refer to all relevant specifications and drawings prior to pricing and it shall be his responsibility to complete the said works to the entire satisfaction of the Engineer at no additional cost. |  | Note
0
0 |  | All samples shall be provided for approval by the Engineer prior to purchase of material. |  | Note
|  | Rate shall include for Ironmongery of Aprroved Quality, "Dorma", " Kinglong" or equivalent . The items that should be included in pricing shall be S/S 316, Type including, door locks, floor hinges, handles ,Door closers, patch fittings, etc.. |  | Note
0
|  | All u channels are to be S/s type 316, hairline finish. All u channels shall be 25mmx 50mm in size. |  | Note
|  | All u channels ,fixed glass panels to be supported with vertical fins and s/s Spider joints at all glass butt joints (Where appropiate) |  | Note
|  | All door handles shall be S/S square type , mirror finish |  | Note
|  | All glass panels shall be 12mm tempered glass ,(unless otherwise specified) and of good qulity glass, Type "Guardian", "Saint Gobaine " ,Pilkinton " or equivalent. |  | Note
|  | All screws, nuts, washers ,bolts, riverts and other fastning devices should be of s/s 316 . Aluminum alloy fastners may be used in lieu of S/S fastners where appropriate, with the written approval of the Engineer. |  | Note
0 |  | Rate to include for providing sundry items related to the work where necessary as required by the Engieer. |  | Note
0
0 |  | Rate shall include all miscellaneous works such as welding, cutting, bending, drilling, placing, anchoring and etc.…. To make complete installation as per the detail drawing and specification as specified by Architect |  | Note
0
0 |  | Carried Forward
0 |  | Brought Forward
0 |  | Basement Level (-2100 to Ground Floor Level (+1200)
0
0 |  | DOORS
0
0 |  | Supply and install Powder coated Aluminium framed doors including necessary ironmongery and accessories as per the detail drawing and specifications and to the approval of the Architect. |  | Note
0
1 | K1 | Frameless Tempered Glass single door with fixed glass on top, size 900mm x 3000mm type D2 | 3 | Nr
1
2 | K2 | Aluminium framed single sashed aluminium door, size 950mm x 2100mm, type AL2 | 2 | Nr
2
2 |  | Roller Doors
2
3 | K3 | Supply and install aluminium roller door size 6050mm x 2170mm, type RD1 | 1 | Nr
3
3
3 |  | STEEL GRATING
3
4 | K4 | Supply and installation 4 nos of 450mm wide 6mm thk 50mm flat iron placed at 25mm c/c steel grating fixed to 6mm thk 50mm wide L iron in basement floor drains as specifified and as shown on the drawings and rate shall include all necessary fixing arrangements, accessories and to complete the work in order according to the detail drawings and specifications and as instructud by the Architect. Rate shall include for 1 coat of oil primer and 2 coats of matt black enamel paintegg shell spray finish. | 20 | m
4
4 |  | Fan Light
4
5 | K5 | Aluminium framed top hung glazed fanlight with fixed glass on top, size 1800mm x 1500mm, type FL1 | 1 | Nr
5
5 |  | HAND RAILS
5
5 |  | All stainless steel shall be Type 316 Hairline finish and 2mm in thickness. |  | Note
5
5 |  | Supply and installation S/S & 10mm thk Tempered Glass handrail with specified accessories to complete the work in order according to the detail drawings and specifications and as instructud by the Architect.
5
6 | K6 | In 1200mm high at staircase | 7 | m
Supply and installation S/S handrail with specified accessories to complete the work in order according to the detail drawings and specifications and as instructud by the Architect.
6
7 | K7 | In 1200mm high at fire staircase | 6 | m
7
7 |  | Column Guards
7
8 | K8 | Supply and fix steel column guards to structural columns within basement parking area. Include fixing bolts, high-visibility finish, and all necessary accessories as specified and as shown on the drawings and as instructud by the Architect. | 1 | Item
8 |  | K - Metal Works
8 |  | Total Carried To Summary |  |  |  | 0

## L - Sub Wood Work
CONSTRUCTION OF THE CENTRAL COLD CHAIN FACILITY BUILDING WITH CLIMATE-FRIENDLY DESIGNS AT HULHUMALE LOT 11766
BILL OF QUANTITIES - BILL NO. 07
| Item No. | Description | Qty | Unit | Rate (MVR.) | Amount (MVR.)
SUBSTRUCTURE
L - WOOD WORK
Unless otherwise stated, Rate shall include for ;
0
0 |  | The tenderer is requested to refer general notes, pricing preambles, drawings, specifications, conditions of contract, special conditions of contract and all other relevant documents prior to pricing of the following items |  | Note
0
0 |  | All work in this section should be as per their respective detail drawings and should be complete as specified by the Engineer / Architect |  | Note
0
0 |  | Contractor shall provide necessary samples, shop drawings, relevant technical details of products and obtain the Engineer's approval prior to fabrications of any unit |  | Note
0
0 |  | All timber for wood works should be best of their kind thoroughly well seasoned & free from sap, shakes, cracks or dead knot |  | Note
0
0 |  | Timber used for the construction shall be approved species and finished as specified to the acceptance of the Consultant |  | Note
0
0 |  | It is a responsibility of the Contractor to check the sizes and the numbers physically at site prior to fabrications of any unit |  | Note
0
0 |  | Timber sizes shown in the drawing are the minimum sizes after planning. |  | Note
0
0 |  | Unless otherwise stated, Rate shall include for ;
0
0 |  | Rates shall include installation and installation of accessories, such as fixings, flashing, sealants, caulking and weather stripping, necessary for the satisfactory functioning of the whole |  | Note
0
0 |  | Carried Forward
0 |  | Brought Forward
0
0 |  | For doors ironmongery and other accessories shall be Dorma, kinglong or approved equivalent to complete the work |  | Note
|  | All Tinber doors including fire doors shall be 37mm in thickness solid timber doors or alternatively laminated doors of 42 mm in thickness complying with the fire regulations. . A vision panel of 6mm Georgian wired glass shall be incorporated to the fire door They shall have a fire rating of 90 minutes. |  | Note
0
All fire doors shall include a panic bolt conforming BS 5725 Pt 1 or any other equavalent international standard and also include a Door closer.
|  | The fire doors and their related devices shall be approved by the MNDF fire and rescue service before installation. |  | Note
0 |  | Rate for wood work shall include , either for applying necessary stains ,, 2 coats of water based sealer and 2 top coats as specified and as shown on drawing to the approval of the Architect. Or applying aluminulm sealer and 2 coats of matt enamel paint as specified and as shown on drawing to the approval of the Architect. |  | Note
0
0 |  | Basement Level (-2100) to Ground Floor Level (+1200)
0
0 |  | DOORS
0
0 |  | In Supply and install fire doors. rate shall include all necessary ironmongery including panic bolts and accessories including applying with colourless wood preservative and finishing as per the detail drawing and specification to the to the approval of the Architect |  | Note
0
1 | L1 | Double sash fire rated timber door, size 1500mm x 2100mm, type FD1 | 1 | Nr
1
2 | L2 | Single sash fire rated timber door, size 950mm x 2100mm, type FD2 | 1 | Nr
2
2
#REF! |  | L - Wood Works
#REF! |  | Total Carried To Summary

## N - Sub Partition
CONSTRUCTION OF THE CENTRAL COLD CHAIN FACILITY BUILDING WITH CLIMATE-FRIENDLY DESIGNS AT HULHUMALE LOT 11766
BILL OF QUANTITIES - BILL NO. 08
| Item No. | Description | Qty | Unit
SUBSTRUCTURE
N - PARTITIONS
General notes for pricing ;
0
0 |  | The tenderer is requested to refer general notes, pricing preambles, drawings, specifications, conditions of contract, special conditions of contract and all other relevant documents prior to pricing of the following items |  | Note
0
0 |  | All work in this section should be as per their respective detail drawings and should be complete as specified by the Engineer / Architect |  | Note
0
0 |  | Contractor shall provide necessary samples, shop drawings, relevant technical details of products and obtain the Engineer's approval prior to fabrications of any unit |  | Note
0
0 |  | All panel material as necessary shall be as per specification in an approved colour and manufacture to the approval of the Engineer. |  | Note
0
0 |  | The Tenderer shall submit the technical details with necessary shop drawing for the approval of the Engineer. |  | Note
0
0 |  | All work shall comply with relevant standards as stated in the architectural specification.
|  | Rate to include for necessary steel supporting system for the partitions from the slab soffit to ceiling level to mount the glass partitions where necessary as per the detail drawings and to the approval of the Architect |  | Note
#REF! |  | The contractor shall submit shop drawings for the approval of the Engineer, prior to fabrication. |  | Note
#REF!
All glass used for partions and doors shall be unless otherwise specified, Tempered glass and shall have a thickness of 12mm as specified.
#REF! |  | All samples shall be provided for approval by the Engineer prior to purchase of material. |  | Note
|  | Rate shall include for Ironmongery of Aprroved Quality, "Dorma", " Kinglong" or equivalent . The items that should be included in pricing shall be S/S 316, Type including, door locks, floor hinges, handles ,Door closers, patch fittings, etc.. |  | Note
#REF!
|  | All u channels are to be S/s type 316, hairline finish. All u channels shall be 25mmx 50mm in size. |  | Note
|  | All u channels ,fixed glass panels to be supported with vertical fins and s/s Spider joints at all glass butt joints (Where appropiate) |  | Note
|  | All door handles shall be S/S square type , mirror finish |  | Note
|  | All glass panels shall be 12mm tempered glass ,(unless otherwise specified) and of good qulity glass, Type "Guardian", "Saint Gobaine " ,Pilkinton " or equivalent. |  | Note
|  | All screws, nuts, washers ,bolts, riverts and other fastning devices should be of s/s 316 . Aluminum alloy fastners may be used in lieu of S/S fastners where appropriate, with the written approval of the Engineer. |  | Note
#REF! |  | Rate to include for providing sundry items related to the work where necessary as required by the Engieer. |  | Note
#REF!
#REF! |  | Rate shall include all miscellaneous works such as welding, cutting, bending, drilling, placing, anchoring and etc.…. To make complete installation as per the detail drawing and specification as specified by Architect |  | Note
0
0
0 |  | Carried Forward
0 |  | Brought Forward
Basement Level (-2100) to Ground Floor Level (+1200)
0
0 |  | Tempered Glass Partition Including Doors
0
0 |  | Supply and install Tempered glass partitions including doors and rate shall include necessary ironmongery, accessories and finishing as per the detail drawing and specifications. |  | Note
0
1 | N1 | 12mm thk. Tempered glass partitions with 1800mm x 2100mm double sash door, size 4800mm x 3000mm, type P1 | 1 | Nr
1
2 | N2 | 12mm thk. Tempered glass partitions with 900mm x 2100mm single sash door, size 2450mm x 3000mm, type P2 | 1 | Nr
2
3 | N3 | 12mm thk. Tempered glass partitions with 900mm x 2100mm single sash door, size 3170mm x 2400mm, type P4 | 1 | Nr
3
4 | N4 | 12mm thk. Tempered glass partitions, size 2570mm x 2400mm, type P5 | 1 | Nr
4
5 | N5 | 12mm thk. Tempered glass partitions, size 1340mm x 2400mm, type P6 | 2 | Nr
5
6 | N6 | 12mm thk. Tempered glass partitions with 900mm x 2100mm single sash door, size 3700mm x 2400mm, type P7 | 1 | Nr
6
6
6
6
6 |  | N - Partitions
6 |  | Total Carried To Summary

## T - Sub Finishes
CONSTRUCTION OF THE CENTRAL COLD CHAIN FACILITY BUILDING WITH CLIMATE-FRIENDLY DESIGNS AT HULHUMALE LOT 11766
BILL OF QUANTITIES - BILL NO. 09
| Item No. | Description | Qty | Unit | Rate (MVR.) | Amount (MVR.)
SUBSTRUCTURE
T - INTERIOR FINISHES
Unless otherwise stated, Rate shall include for ;
0
0 |  | Rate shall include for upstands, jambs, reveals, sills unless otherwise given separately. |  | Note
0
0 |  | Rates shall include for all temporary rules, screeds, grounds etc.; for raking out knots of new brick work, hacking new concrete for internal and curved angles, cuttings, arises, quirks, intersections between curved and irregular pipes, bedding and pointing and making good of different surfaces, sanitary fittings and similar fixtures and cleaning down upon completion. |  | Note
0
0 |  | Rates shall include for door and window reveals, plaster bands, tapered work, recesses, patterned work and the like. No additional payment shall be made. |  | Note
0
0 |  | The contractor shall submit samples of all materials (as applicable), layouts, quantities for ordering, etc. for prior approval of the Engineer |  | Note
0
0 |  | Contractor shall refer the finishing schedule and the Specification for relevant areas and finishes. |  | Note
0 |  | The contractor shall use adhesives and grout compatible with properties of tile, etc. material as per manufacturer's instruction of which shall not effect to any discolouration on the surface of tiles, etc. to be rectified by the contractor by replacing the same if necessary without any additional cost to the Employer |  | Note
0 |  | Carried Forward
0 |  | Brought Forward
0
0 |  | Where different floor finishes meet, where the surfaces are at the same level the surface at the joint shall show a smooth transition from one finish to the other with a straight sharp defining line between them with appropriate separator as necessary. |  | Note
0
|  | All tiles shall be homogeneous porcelane tiles . |  | Note
|  | The rate for external plaster shall include for plaster grooves as per the drawings. |  | Note
0 |  | Basement Level (-2100) to Ground Floor Level (+1200)
0
0 |  | FLOOR FINISHES
0
0 |  | Floor Tile
0
1 | T1 | Supply and installation of 600X600 mm approved quality Homogeneous porcelain tile (model to be decided and approved by the Architect) laid on 20 mm thick cement and sand 1:3 screeded bed and joint and pointing to match the colour of tiles as per the drawings, schedules and specification to the approval of the Engineer. | 35 | m2
1
2 | T2 | Supply and installation of 600X1200 mm approved quality Homogeneous porcelain tile (model to be decided and approved by the Architect) laid on 20 mm thick cement and sand 1:3 screeded bed and joint and pointing to match the colour of tiles as per the drawings, schedules and specification to the approval of the Engineer. Rate shall include to form a tile nosing by pating two tle layers at the nosing when used in stariway treads as detailed in drawings. | 21 | m2
2
2 |  | Epoxy Floor Finish
2
3 | T3 | Providing of Epoxy Floor coating finish (model to be decided and approved by the Architect) as per the drawings, schedules and specification to the approval of the Engineer. | 483 | m2
2 |  | Carried Forward
2 |  | Brought Forward
3
3 |  | Flooring for main staircase and lobby Finish
3
4 | T4 | Supply and installation of 600X1200 mm approved quality Homogeneous porcelain tile (model to be decided and approved by the Architect) laid on 20 mm thick cement and sand 1:3 screeded bed and joint and pointing to match the colour of tiles as per the drawings, schedules and specification to the approval of the Engineer. Rate shall include to form a tile nosing by pasting two tle layers at the nosing when used in stariway treads as detailed in drawings. Rate shall include to form a tile nosing by pasting two tile layers at the nosing when used in stariway treads as detailed in drawings. ( Fire Staircase & lobby, Main Staircase) | 39 | m2
4
4 |  | WALL FINISHES
4
4 |  | INTERNAL WALL FINISHES
4
4 |  | Internal plastering
4
5 | T5 | Smooth plaster in cement and sand 1:5 for walls & attached columns, forming narrow widths, arises etc. as per the drawings, schedules and specification to the approval of the Engineer. | 1218 | m2
5
5 |  | External plastering
5
6 | T6 | Rough plaster in cement and sand 1:5 for walls & attached columns, forming narrow widths, arises etc. as per the drawings, schedules and specification to the approval of the Engineer. | 303 | m2
6
6 |  | Skirting
6
6 |  | 100 mm (4") high skirting flushed with the wall.
6
7 | T7 | 100 mm (4") high 600x1200 m homogeneous porcelane tile skirting in Main Staircase & Lobby as architectural specifications and in approved manufacture colour and quality as per drawings and Specifications and to the approval of the Engineer. | 35 | m
7
8 | T7 | 100 mm (4") high 600mm x 1200mm homogeneous porcelain tile skirting as architectural specifications and in approved manufacture colour and quality as per drawings and Specifications and to the approval of the Engineer. | 30 | m
8
9 | T8 | 100 mm (4") high 600mm x 600mm homogeneous porcelain tile skirting as architectural specifications and in approved manufacture colour and quality as per drawings and Specifications and to the approval of the Engineer. | 52 | m
9
10 | T9 | 100 mm (4") high epoxy cove skirting as architectural specifications and in approved manufacture colour and quality as per drawings and Specifications and to the approval of the Engineer. | 172 | m
10
10 |  | CEILING FINISHES
10
10 |  | Soffit plastering
10
11 | T11 | Smooth plaster in cement and sand 1:5 for RCC beams . as per the drawings, schedules and specification to the approval of the Engineer. | 114 | m2
11
11 |  | Marking of Parking Slots
11
11 |  | Marking of parking slots and warning signs as per the drawings, schedules and specification to the approval of the Engineer.
11
12 | T12 | Bike Parking Slots | 36 | Nr
12
13 | T13 | Staff Parking Slots | 5 | Nr
13
14 | T14 | Fork Lift Parking Slots | 1 | Nr
11
T - Finishes
Total Carried To Summary

## V - Sub Painting
CONSTRUCTION OF THE CENTRAL COLD CHAIN FACILITY BUILDING WITH CLIMATE-FRIENDLY DESIGNS AT HULHUMALE LOT 11766
BILL OF QUANTITIES - BILL NO. 10
| Item No. | Description | Qty | Unit | Rate (MVR.) | Amount (MVR.)
SUBSTRUCTURE
V - PAINTING
Unless otherwise stated,
0 |  | Rates shall include for all temporary rules, screeds, grounds etc. for raking out knots of wall, hacking new concrete for internal and curved angles, cuttings, arises, quirks, intersections between curved and irregular pipes, bedding and pointing and making good of different surfaces, and cleaning down upon completion. |  | Note
0
0 |  | Rates for painting shall include for door and window reveals, narrow widths, bands, recesses, moldings, patterned work and the like where over 300 mm wide. |  | Note
0
0 |  | Paint used shall be of approved manufacture and colour |  | Note
0 |  | Basement Level (-2100) to Ground Floor Level (+1200)
0
0 |  | INTERNAL PAINTING
0
0
0 |  | Wall Painting
0
1 | V1 | Prepare and apply 2 coats of Skim Coat, 1 Coat of Acrylic Filler and 2 coats of emulsion on Internal plastered surfaces as per Drawings, specifications, Manufacture's instructions and approval by the Architect. | 1218 | m2
1
1 |  | Soffit Painting
1
2 | V2 | Prepare and apply 2 coats of Skim Coat, 1 Coat of Acrylic Filler and 2 coats of emulsion on Internal plastered surfaces as per Drawings, specifications, Manufacture's instructions and approval by the Architect. | 570 | m2
2
2 |  | EXTERNAL PAINTING
2
2 |  | Wall painitng
2
3 | V3 | Prepare and apply Exterior quality Emulsion paint 5 coat system ( 1 coat of Alkali resistant sealer, 2 coats of elastomeric crack briding primer and 2 coats of weather resiistant external paint ) to and approved colour ,texture and qulity to external faces of walls ,columns and beams as specified. Complete the work as per the detailed drawings. The paiting system shall have a 5 years warranty period against ,discoluration forming fungus and peeling of paints. . | 303 | m2
3 |  | T - Finishes
3 |  | Total Carried To Summary
3

## D-EXCAVATION (hidden)
#REF!
BILL OF QUANTITIES
D - EXCAVATION
BILL NO - 02
| ITEM NO | DESCRIPTION | QTY | UNIT | RATE (RS.) | AMOUNT (RS.)
D - EXCAVATION & EARTHWORK
General notes for pricing ;
0
0 |  | The Bidder shall thoroughly examine all specifications , drawings and required to visit the site of proposed work before pricing this section. Bidder shall price his rates and execute all works strictly confirming to the Engineers specification and the drawings |  | Note
0 | [5 empty] | 0
0 |  | Prior to any excavation the levels of the original surface shall be agreed by the Engineer and the Contractor; this agreement to be recorded in the drawings (the drawing should be prepared by the Contractor) to be signed by both parties |  | Note
0
0 |  | The Bidder shall check and satisfy on ground water level and soil investigation report, limitation of transport, limitation of site, conditions of the existing road for possibility of transportation of heavy equipment etc., prior to pricing |  | Note
0
0 |  | Bidder shall arrange suitable dumping sites and approvals as relevant for the transportation and dumping of excavated material off site |  | Note
0
0 |  | Filling and compaction should be carried out layer by layer.(Maximum should be 225mm) |  | Note
0
0 |  | Unless other wise stated, Rate shall include for ;
0
0 |  | Excavation will be measured net. Bidder shall allow for any requirement of working spaces and difficulties in his rates |  | Note
0
0 |  | Disposal is not measured separately and the cost of disposal shall be included to relevant rates |  | Note
0
0 |  | For working space allowance to excavations, earthwork support if necessary |  | Note
0
0 |  | For part return fill in ram to excavations |  | Note
0
0 |  | For backfilling to trench and pits with earth free from vegetation and roots. Surface with suitable compaction method such as ramming, rolling etc. |  | Note
0
0 |  | For keeping all excavations free from water unless other wise measured separately |  | Note
0
0
0 |  | FILLING
0
0 |  | Filling In Plant Troughs
0
0 |  | Supply and laying of following materials in following locations as per the detail drawings and specifications
0
0 |  | Soil Filling
0
1 | D1 | Ground Floor Level to First Floor Level | 15 | m3 |  | 0
1
2 | D2 | First Floor Level to Roof Slab Level | 15 | m3 |  | 0
2
2 |  | Graded Metal Filling
2
2 |  | Ground Floor Level to First Floor Level |  | m3 |  | 0
2
3 | D3 | First Floor Level to Roof Slab Level | 6.5 | m3 |  | 0
3
3 |  | Sand Filling
3
3 |  | Ground Floor Level to First Floor Level |  | m3 |  | 0
3
4 | D4 | First Floor Level to Roof Slab Level | 4 | m3 |  | 0
D - EXCAVATION & EARTHWORK
Total Carried to Summary
0

## SUBSTRUCTURE SUMMARY
CONSTRUCTION OF THE CENTRAL COLD CHAIN FACILITY BUILDING WITH CLIMATE-FRIENDLY DESIGNS AT HULHUMALE LOT 11766
BILL OF QUANTITIES
SUBSTRUCTURE SUMMARY
BILL NO. | DESCRIPTION | AMOUNT (MVR.)
Bill No. 02 | D - Excavation and Earthwork
Bill No. 03 | F - Concrete Works
Bill No. 04 | G - Masonry Work
Bill No. 05 | H - Water proofing
Bill No. 06 | K - Metal Work
Bill No. 07 | L - Wood Work
Bill No. 08 | N - Partitions
Bill No. 09 | T - Floor / Wall / Ceilling Finishes
Bill No. 10 | V - Painting
SUBSTRUCTURE TOTAL CARRIED TO GRAND SUMMARY (WITHOUT TAXES)

## COVER - SUPERSTRUCTURE
CONSTRUCTION OF THE CENTRAL COLD CHAIN FACILITY BUILDING WITH CLIMATE-FRIENDLY DESIGNS AT HULHUMALE LOT 11766
BILL OF QUANTITIES
SUPERSTRUCTURE

## F-Concrete
CONSTRUCTION OF THE CENTRAL COLD CHAIN FACILITY BUILDING WITH CLIMATE-FRIENDLY DESIGNS AT HULHUMALE LOT 11766
BILL OF QUANTITIES - BILL NO. 11
| Item No. | Description | Qty | Unit | Rate (MVR.) | Amount (MVR.)
SUPERSTRUCTURE
F - CONCRETE WORK
Rate shall include for :
0
0 |  | Depositing, handling, hoisting into position, vibrating etc. and making good after removal of formwork etc. |  | Note
0
0 |  | All concrete surfaces, except those covered by form work, shall be cured to the satisfaction of the Engineer. (cost of curing shall be included in the rates)
0
0 |  | All concrete work shall be in accordance with BS 8110, BS 8007 and specifications. |  | Note
0
0 |  | Concrete testing shall be in accordance with BS 1881, unless otherwise specified. |  | Note
0
0 |  | Supplying and laying of gauge 1000 polythene layer on ground, where concrete is in direct contact with the ground, before pouring concrete unless otherwise measured separately |  | Note
0
0 |  | Concrete volume is measured net except that deductions are not made for the following : |  | Note
0 |  | a. Reinforcement
0 |  | b. Structural steel except voids in boared steel
0 |  | c. Cast in accessories
|  | Concrete in the areas which are specified in the specifications shall have sand, crushed stone aggregates and ordinary portland cement proportioned to produce a dense workable mix which can be placed without segregation or excess free surface water. |  | Note
|  | Provide proper cover blocks and spacers where necessary. Placing of timber pieces, metal or bricks will not be permitted |  | Note
0 |  | Carried Forward
0 |  | Brought Forward
0
0 |  | Reinforcement and Form work paid for separately unless otherwise specified in the item |  | Note
0
0 |  | Contractor shall submit the necessary test reports for the completed work along with the payment application for evaluation and approval of particular work. No payments shall be approved in the absence of necessary test reports under the certification of the Engineer |  | Note
0
|  | For construction of RCC Manholes, pump pits, gullies and catch pits, shoe drains & Linear drains plëase refer the trade "Plumbing" |  | Note
0 |  | CONCRETE WORK
0
0 |  | REINFORCED CEMENT CONCRETE WORK
0
0 |  | Concrete shall be "Ready-Mix" unless allowed by the Engineer. All "Ready-Mix" designs to be produced to Engineer's prior approval. The Tenderer shall indicate his probable "Ready-Mix" supplier with details along with the Tender. |  | Note
0
0 |  | Supplying and Laying of Reinforced Cement Concrete Grade 30 in the followings. Maximum aggregate size 20mm |  | Note
0
0 |  | Ground Floor Level (+1200) to First Floor Level (+5250)
0
1 | F1 | In Columns | 3 | m³
1
2 | F2 | In Suspended Beams | 55 | m³
2
3 | F3 | In Suspended Slabs, 150mm thick | 62 | m³
3
4 | F4 | In Staircase | 4 | m³
4
5 | F5 | In Fire Staircase | 3 | m³
5
6 | F6 | In Lifts Core Walls | 32 | m³
6 |  | Carried Forward
6 |  | Brought Forward
6
6 |  | Supplying and Laying of Reinforced Cement Concrete Grade 50 in the followings.
6
7 | F7 | In Columns | 14 | m³
7
7 |  | First Floor Level (+5250) to Second Floor Level (+9300)
7
8 | F8 | In Columns | 6 | m³
8
9 | F9 | In Suspended Beams | 52 | m³
9
10 | F10 | In Slabs, 150mm thick | 67 | m³
10
11 | F11 | In Staircase | 4 | m³
11
12 | F12 | In Fire Staircase | 3 | m³
12
13 | F13 | In Lifts Core Walls | 32 | m³
13
13 |  | Supplying and Laying of Reinforced Cement Concrete Grade 50 in the followings.
13
14 | F14 | In Columns | 9 | m³
14
14 |  | Second Floor Level (+9300) to Third Floor Level (+13350)
14
15 | F15 | In Columns | 10 | m³
15
16 | F16 | In Suspended Beams | 52 | m³
16
17 | F17 | In Slabs, 150mm thick | 67 | m³
17
18 | F18 | In Staircase | 4 | m³
18
19 | F19 | In Fire Staircase | 3 | m³
18 |  | Carried Forward
18 |  | Brought Forward
18
19 | F19 | In Lifts Core Walls | 32 | m³
19
19 |  | Supplying and Laying of Reinforced Cement Concrete Grade 50 in the followings.
19
20 | F20 | In Columns | 5 | m³
20
20 |  | Third Floor Level (+13350) to Fourth Floor Level (+17400)
20
21 | F21 | In Columns | 9 | m³
21
22 | F22 | In Suspended Beams | 48 | m³
22
23 | F23 | In Slabs, 150mm thick | 68 | m³
23
24 | F24 | In Staircase | 4 | m³
24
25 | F25 | In Fire Staircase | 3 | m³
25
26 | F26 | In Lifts Core Walls | 32 | m³
26
26 |  | Supplying and Laying of Reinforced Cement Concrete Grade 50 in the followings.
26
27 | F27 | In Columns | 5 | m³
27
27 |  | Fourth Floor Level (+17400) to Fifth Floor Level (+21450)
27
28 | F28 | In Columns | 9 | m³
28
29 | F29 | In Suspended Beams | 52 | m³
29
30 | F30 | In Slabs, 150mm thick | 65 | m³
30
31 | F31 | In Staircase | 4 | m³
31
30 |  | Carried Forward
30 |  | Brought Forward
32 | F32 | In Fire Staircase | 3 | m³
32
33 | F33 | In Lifts Core Walls | 32 | m³
33
33 |  | Supplying and Laying of Reinforced Cement Concrete Grade 50 in the followings.
33
34 | F34 | In Columns | 4 | m³
34
34 |  | Fifth Floor Level (+21450) to Sixth Floor Level (+25500)
34
35 | F35 | In Columns | 13 | m³
35
36 | F36 | In Suspended Beams | 52 | m³
36
37 | F37 | In Slabs, 150mm thick | 65 | m³
37
38 | F38 | In Staircase | 4 | m³
38
39 | F39 | In Fire Staircase | 3 | m³
39
40 | F40 | In Lifts Core Walls | 32 | m³
40
40 |  | Sixth Floor Level (+25500) to Seventh Floor Level (+29550)
40
41 | F41 | In Columns | 13 | m³
41
42 | F42 | In Suspended Beams | 52 | m³
42
43 | F43 | In Slabs, 150mm thick | 65 | m³
43
44 | F44 | In Staircase | 4 | m³
44
45 | F45 | In Fire Staircase | 3 | m³
45
46 | F46 | In Lifts Core Walls | 32 | m³
44 |  | Carried Forward
44 |  | Brought Forward
46
46 |  | Seventh Floor Level (+29550) to Eighth Floor Level (+33600)
46
47 | F47 | In Columns | 13 | m³
47
48 | F48 | In Suspended Beams | 64 | m³
48
49 | F49 | In Slabs, 150mm thick | 60 | m³
49
50 | F50 | In Staircase | 4 | m³
50
51 | F51 | In Fire Staircase | 3 | m³
51
52 | F52 | In Lifts Core Walls | 32 | m³
52
52 |  | Eighth Floor Level (+33600) to Roof Terrace Level (+37700)
52
53 | F53 | In Columns | 12 | m³
53
54 | F54 | In Suspended Beams | 40 | m³
54
55 | F55 | In Slabs, 150mm thick | 27 | m³
55
56 | F56 | In Staircase | 4 | m³
56
57 | F57 | In Fire Staircase | 3 | m³
57
58 | F58 | In Lifts Core Walls | 32 | m³
58
59 | F59 | In RCC Gutter | 5 | m³
59
59 |  | Roof Terrace Level (+37700) to Lift Machine Room Level (+42350)
59
60 | F60 | In Columns | 15 | m³
60
61 | F61 | In Suspended Beams | 30 | m³
61
62 | F62 | In Slabs, 150mm thick | 17 | m³
62
63 | F63 | In Staircase | 4 | m³
63
64 | F64 | In Fire Staircase | 3 | m³
64
65 | F65 | In Lifts Core Walls | 37 | m³
65
66 | F66 | In RCC Gutter | 7 | m³
67 |  | Carried Forward
67 |  | Brought Forward
65
65 |  | Lift Machine Room Level (+42350) to Roof slab Level (+45000)
65
66 | F66 | In Columns | 3 | m³
66
67 | F67 | In Suspended Beams | 18 | m³
67
68 | F68 | In Slabs, 150mm thick | 22 | m³
68
69 | F69 | In Slabs, 200mm thick | 4 | m³
69
70 | F70 | In Lifts Core Walls | 21 | m³
70
70 |  | FORMWORK
70
70 |  | All the formwork shall be to provide specified finish to receive paint on putty or approved equivalent without plastering. Any rectification required due to faulty craftsmanship shall be borne by the contractor |  | Note
70
70 |  | Curved surfaces are so described with the radius status |  | Note
70
70 |  | Rate shall include for all necessary boarding, supports, erecting, framing, cutting angles, cleaning, wetting and treatment before placing concrete and removal |  | Note
70
70 |  | Form work to achive Fair face concrete surface with straight even edges, free from joint marks, to receive paint ( Paint measured seperately) |  | Note
70 |  | Carried Forward
70 |  | Brought Forward
70
70 |  | Ground Floor Level (+1200) to First Floor Level (+5250)
70
71 | F71 | In Columns | 165 | m2
71
72 | F72 | In Suspended Beams | 470 | m2
72
73 | F73 | In Soffit of Slabs, 150mm thick | 409 | m2
73
74 | F74 | In Staircase | 25 | m2
74
75 | F75 | In Fire Staircase | 18 | m2
75
76 | F76 | In Lifts Core Walls | 215 | m2
76
77 | F77 | In sides of slab, width < 300mm | 86 | m
77
77 |  | First Floor Level (+5250) to Second Floor Level (+9300)
77
78 | F78 | In Columns | 160 | m2
78
79 | F79 | In Suspended Beams | 465 | m2
79
80 | F80 | In Soffit of Slabs, 150mm thick | 446 | m2
80
81 | F81 | In Staircase | 25 | m2
81
82 | F82 | In Fire Staircase | 18 | m2
82
83 | F83 | In Lifts Core Walls | 215 | m2
83
84 | F84 | In sides of slab, width < 300mm | 106 | m
84
84 |  | Carried Forward
84 |  | Brought Forward
84
84 |  | Second Floor Level (+9300) to Third Floor Level (+13350)
84
85 | F85 | In Columns | 154 | m2
85
86 | F86 | In Suspended Beams | 465 | m2
86
87 | F87 | In Soffit of Slabs, 150mm thick | 446 | m2
87
88 | F88 | In Staircase | 25 | m2
88
89 | F89 | In Fire Staircase | 18 | m2
89
90 | F90 | In Lifts Core Walls | 215 | m2
90
91 | F91 | In sides of slab, width < 300mm | 104 | m
91
91 |  | Third Floor Level (+13350) to Fourth Floor Level (+17400)
91
92 | F92 | In Columns | 154 | m2
92
93 | F93 | In Suspended Beams | 456 | m2
93
94 | F94 | In Soffit of Slabs, 150mm thick | 448 | m2
94
95 | F95 | In Staircase | 25 | m2
95
96 | F96 | In Fire Staircase | 18 | m2
96
97 | F97 | In Lifts Core Walls | 215 | m2
97
98 | F98 | In sides of slab, width < 300mm | 104 | m
100 |  | Carried Forward
100 |  | Brought Forward
98
98 |  | Fourth Floor Level (+17400) to Fifth Floor Level (+21450)
98
99 | F99 | In Columns | 145 | m2
99
100 | F100 | In Suspended Beams | 460 | m2
100
101 | F101 | In Soffit of Slabs, 150mm thick | 427 | m2
101
102 | F102 | In Staircase | 25 | m2
102
103 | F103 | In Fire Staircase | 18 | m2
103
104 | F104 | In Lifts Core Walls | 215 | m2
104
105 | F105 | In sides of slab, width < 300mm | 106 | m
105
105 |  | Fifth Floor Level (+21450) to Sixth Floor Level (+25500)
105
106 | F106 | In Columns | 150 | m2
106
107 | F107 | In Suspended Beams | 460 | m2
107
108 | F108 | In Soffit of Slabs, 150mm thick | 427 | m2
108
109 | F109 | In Staircase | 25 | m2
109
110 | F110 | In Fire Staircase | 18 | m2
110
111 | F111 | In Lifts Core Walls | 215 | m2
111
112 | F112 | In sides of slab, width < 300mm | 102 | m
114 |  | Carried Forward
114 |  | Brought Forward
112
112 |  | Sixth Floor Level (+25500) to Seventh Floor Level (+29550)
112
113 | F113 | In Columns | 150 | m2
113
114 | F114 | In Suspended Beams | 460 | m2
114
115 | F115 | In Soffit of Slabs, 150mm thick | 427 | m2
115
116 | F116 | In Staircase | 25 | m2
116
117 | F117 | In Fire Staircase | 18 | m2
117
118 | F118 | In Lifts Core Walls | 215 | m2
118
119 | F119 | In sides of slab, width < 300mm | 101 | m
119
119 |  | Seventh Floor Level (+29550) to Eighth Floor Level (+33600)
119
120 | F120 | In Columns | 150 | m2
120
121 | F121 | In Suspended Beams | 465 | m2
121
122 | F122 | In Soffit of Slabs, 150mm thick | 400 | m2
122
123 | F123 | In Staircase | 25 | m2
123
124 | F124 | In Fire Staircase | 18 | m2
124
125 | F125 | In Lifts Core Walls | 215 | m2
125
126 | F126 | In sides of slab, width < 300mm | 102 | m
126
128 |  | Carried Forward
128 |  | Brought Forward
126
126 |  | Eighth Floor Level (+33600) to Roof Terrace Level (+37700)
126
127 | F127 | In Columns | 126 | m2
127
128 | F128 | In Suspended Beams | 322 | m2
128
129 | F129 | In Soffit of Slabs, 150mm thick | 175 | m2
129
130 | F130 | In Staircase | 25 | m2
130
131 | F131 | In Fire Staircase | 18 | m2
131
132 | F132 | In Lifts Core Walls | 215 | m2
132
133 | F133 | In sides of slab, width < 300mm | 104 | m
133
133 |  | Roof Terrace Level (+37700) to Lift Machine Room Level (+42350)
133
134 | F134 | In Columns | 188 | m2
134
135 | F135 | In Suspended Beams | 260 | m2
135
136 | F136 | In Soffit of Slabs, 150mm thick | 107 | m2
136
137 | F137 | In Staircase | 28 | m2
137
138 | F138 | In Fire Staircase | 20 | m2
138
139 | F139 | In Lifts Core Walls | 245 | m2
139
140 | F140 | In sides of slab, width < 300mm | 68 | m
140
141 | F141 | In RCC Gutter | 64 | m2
140 |  | Carried Forward
140 |  | Brought Forward
140
140 |  | Lift Machine Room Level (+42350) to Roof slab Level (+45000)
140
141 | F141 | In Columns | 40 | m2
141
142 | F142 | In Suspended Beams | 165 | m2
142
143 | F143 | In Soffit of Slabs, 150mm thick | 142 | m2
143
144 | F144 | In Soffit of Slabs, 200mm thick | 20 | m2
144
145 | F145 | In Lifts Core Walls | 142 | m2
145
146 | F146 | In sides of slab, width < 300mm | 65 | m
146
146 |  | REINFORCEMENT
146
146 |  | All the reinforcement to be approved equivalent. |  | Note
146
146 |  | Reinforcement is deemed to include for cleaning, cutting, bending, fabricating / binding wires, ties, spaces, chairs placing and provision of all necessary temporary fixing and supports etc. |  | Note
146
146 |  | Mild steel reinforcement (to BS 4449 and characteristic strength fy = 250 N/mm2) |  | Note
146
146 |  | High yield steel reinforcement (to BS 4449 and characteristic strength fy = 500 N/mm2) |  | Note
146
146 |  | Use of reinforcement for the work will be considered only upon submittal of relevant information to Engineer for approval. Submittals shall include mill certificates or other recognised certifications clearly indicating the material composition, yield strength, ultimate strength, bar bend test and re-bending test. Engineer may order additional tests to be carried out. The cost of which shall be borne by the contractor. |  | Note
146 |  | Carried Forward
146 |  | Brought Forward
146
146 |  | Ground Floor Level (+1200) to First Floor Level (+5250)
146
147 | F147 | In Columns | 5100 | kg
147
148 | F148 | In Suspended Beams | 5775 | kg
148
149 | F149 | In Slabs | 5890 | kg
149
150 | F150 | In Staircase | 285 | kg
150
151 | F151 | In Fire Staircase | 180 | kg
151
152 | F152 | In Lifts Core Walls | 3395 | kg
152
152 |  | First Floor Level (+5250) to Second Floor Level (+9300)
152
153 | F153 | In Columns | 4290 | kg
153
154 | F154 | In Suspended Beams | 5490 | kg
154
155 | F155 | In Slabs | 6365 | kg
155
156 | F156 | In Staircase | 285 | kg
156
157 | F157 | In Fire Staircase | 180 | kg
157
158 | F158 | In Lifts Core Walls | 3395 | kg
158
158 |  | Second Floor Level (+9300) to Third Floor Level (+13350)
158
159 | F159 | In Columns | 4290 | kg
159
160 | F160 | In Suspended Beams | 5410 | kg
160
161 | F161 | In Slabs | 6365 | kg
161
162 | F162 | In Staircase | 285 | kg
162
163 | F163 | In Fire Staircase | 180 | kg
163
164 | F164 | In Lifts Core Walls | 3395 | kg
160 |  | Carried Forward
160 |  | Brought Forward
164
164 |  | Third Floor Level (+13350) to Fourth Floor Level (+17400)
164
165 | F165 | In Columns | 3880 | kg
165
166 | F166 | In Suspended Beams | 5090 | kg
166
167 | F167 | In Slabs | 6460 | kg
167
168 | F168 | In Staircase | 285 | kg
168
169 | F169 | In Fire Staircase | 180 | kg
169
170 | F170 | In Lifts Core Walls | 2275 | kg
170
170 |  | Fourth Floor Level (+17400) to Fifth Floor Level (+21450)
170
171 | F171 | In Columns | 3490 | kg
171
172 | F172 | In Suspended Beams | 5460 | kg
172
173 | F173 | In Slabs | 6175 | kg
173
174 | F174 | In Staircase | 285 | kg
174
175 | F175 | In Fire Staircase | 180 | kg
175
176 | F176 | In Lifts Core Walls | 2275 | kg
176
176 |  | Fifth Floor Level (+21450) to Sixth Floor Level (+25500)
176
177 | F177 | In Columns | 3365 | kg
177
178 | F178 | In Suspended Beams | 5460 | kg
178
179 | F179 | In Slabs | 6175 | kg
179
180 | F180 | In Staircase | 285 | kg
180
181 | F181 | In Fire Staircase | 180 | kg
181
182 | F182 | In Lifts Core Walls | 2275 | kg
182
182 |  | Carried Forward
182 |  | Brought Forward
182
182 |  | Sixth Floor Level (+25500) to Seventh Floor Level (+29550)
182
183 | F183 | In Columns | 3250 | kg
183
184 | F184 | In Suspended Beams | 5460 | kg
184
185 | F185 | In Slabs | 6175 | kg
185
186 | F186 | In Staircase | 285 | kg
186
187 | F187 | In Fire Staircase | 180 | kg
187
188 | F188 | In Lifts Core Walls | 2275 | kg
188
188 |  | Seventh Floor Level (+29550) to Eighth Floor Level (+33600)
188
189 | F189 | In Columns | 3150 | kg
189
190 | F190 | In Suspended Beams | 6720 | kg
190
191 | F191 | In Slabs | 5700 | kg
191
192 | F192 | In Staircase | 285 | kg
192
193 | F193 | In Fire Staircase | 180 | kg
193
194 | F194 | In Lifts Core Walls | 2275 | kg
194
194 |  | Eighth Floor Level (+33600) to Roof Terrace Level (+37700)
194
195 | F195 | In Columns | 2708 | kg
195
196 | F196 | In Suspended Beams | 4200 | kg
196
197 | F197 | In Slabs | 2565 | kg
197
198 | F198 | In Staircase | 285 | kg
198
199 | F199 | In Fire Staircase | 180 | kg
199
200 | F200 | In Lifts Core Walls | 2275 | kg
200 |  | Carried Forward
200 |  | Brought Forward
200
200 |  | Roof Terrace Level (+37700) to Lift Machine Room Level (+42350)
200
201 | F201 | In Columns | 3345 | kg
201
202 | F202 | In Suspended Beams | 3440 | kg
202
203 | F203 | In Slabs | 1625 | kg
203
204 | F204 | In Staircase | 315 | kg
204
205 | F205 | In Fire Staircase | 190 | kg
205
206 | F206 | In Lifts Core Walls | 2555 | kg
206
207 | F207 | In RCC Gutter | 589 | kg
206
206 |  | Lift Machine Room Level (+42350) to Roof slab Level (+45000)
206
207 | F207 | In Columns | 780 | kg
207
208 | F208 | In Suspended Beams | 1890 | kg
208
209 | F209 | In Slabs | 2470 | kg
209
210 | F210 | In Lifts Core Walls | 1480 | kg
210
210 |  | VANITY COUNTERS / WORK TOPS
210
210 |  | Construction of the Vanity counter / work top slabs (Grade 25 , 75mm thk including formwork and reinforcement) . All the work to be completed as per the detail drawing and specification (Rate shall include for Reinforcement and smooth finish form work)
210
210 |  | Ground Floor Level (+1200) to First Floor Level (+5250)
210
211 | F211 | Vanity counters; size 2000 x 600 mm | 2 | Nr
211
211 |  | First Floor Level (+5250) to Second Floor Level (+9300)
211
212 | F212 | Vanity counters; size 1800 x 600 mm | 2 | Nr
212 |  | Carried Forward
212 |  | Brought Forward
212
212 |  | Second Floor Level (+9300) to Third Floor Level (+13350)
212
213 | F213 | Vanity counters; size 1000 x 600 mm | 2 | Nr
213
213 |  | Third Floor Level (+13350) to Fourth Floor Level (+17400)
213
214 | F214 | Vanity counters; size 1000 x 600 mm | 2 | Nr
214
214 |  | Fourth Floor Level (+17400) to Fifth Floor Level (+21450)
214
215 | F215 | Vanity counters; size 1800 x 600 mm | 2 | Nr
215
215 |  | Fifth Floor Level (+21450) to Sixth Floor Level (+25500)
215
216 | F216 | Vanity counters; size 1800 x 600 mm | 2 | Nr
216
216 |  | Sixth Floor Level (+25500) to Seventh Floor Level (+29550)
216
217 | F217 | Vanity counters; size 1800 x 600 mm | 2 | Nr
217
217 |  | Seventh Floor Level (+29550) to Eighth Floor Level (+33600)
218 | F218 | Vanity counters; size 1800 x 600 mm | 2 | Nr
218
218 |  | Eighth Floor Level (+33600) to Roof Terrace Level (+37700)
218
219 | F219 | Vanity counters; size 1850 x 600 mm | 1 | Nr
219
220 | F220 | Vanity counters; size 850 x 600 mm | 1 | Nr
220
221 | F221 | Vanity counters; size 1600 x 600 mm | 1 | Nr
221 |  | Carried Forward
221 |  | Brought Forward
221
221 |  | LINTELS
221
221 |  | 150 mm × 100 mm Lintels with Grade 25 Concrete including reinforcement and necessary form work, all the work to be completed as per the drawing and specification
221
222 | F222 | Ground Floor Level (+1200) to First Floor Level (+5250) | 2 | m
222
223 | F223 | First Floor Level (+5250) to Second Floor Level (+9300) | 2 | m
223
224 | F224 | Second Floor Level (+9300) to Third Floor Level (+13350) | 2 | m
224
225 | F225 | Third Floor Level (+13350) to Fourth Floor Level (+17400) | 2 | m
225
226 | F226 | Fourth Floor Level (+17400) to Fifth Floor Level (+21450) | 2 | m
226
227 | F227 | Fifth Floor Level (+21450) to Sixth Floor Level (+25500) | 2 | m
227
228 | F228 | Sixth Floor Level (+25500) to Seventh Floor Level (+29550) | 2 | m
228
229 | F229 | Seventh Floor Level (+29550) to Eighth Floor Level (+33600) | 2 | m
228
230 | F230 | Eighth Floor Level (+33600) to Roof Terrace Level (+37700) | 2 | m
230
231 | F231 | Roof Terrace Level (+37700) to Lift Machine Room Level (+42350) | 2 | m
231 |  | Carried Forward
231 |  | Brought Forward
231
231 |  | 150 mm × 225 mm Lintels with Grade 25 Concrete including reinforcement and necessary form work, all the work to be completed as per the drawing and specification
231
232 | F232 | Ground Floor Level (+1200) to First Floor Level (+5250) | 43 | m
232
233 | F233 | First Floor Level (+5250) to Second Floor Level (+9300) | 32 | m
233
234 | F234 | Second Floor Level (+9300) to Third Floor Level (+13350) | 21 | m
234
235 | F235 | Third Floor Level (+13350) to Fourth Floor Level (+17400) | 24 | m
235
236 | F236 | Fourth Floor Level (+17400) to Fifth Floor Level (+21450) | 24 | m
236
237 | F237 | Fifth Floor Level (+21450) to Sixth Floor Level (+25500) | 25 | m
237
238 | F238 | Sixth Floor Level (+25500) to Seventh Floor Level (+29550) | 25 | m
238
239 | F239 | Seventh Floor Level (+29550) to Eighth Floor Level (+33600) | 25 | m
239
240 | F240 | Eighth Floor Level (+33600) to Roof Terrace Level (+37700) | 29 | m
240
241 | F241 | Roof Terrace Level (+37700) to Lift Machine Room Level (+42350) | 10 | m
241
242 | F242 | Lift Machine Room Level (+42350) to Roof slab Level (+45000) | 9 | m
242
242 |  | Carried Forward
242 |  | Brought Forward
242
242 |  | FLOWER TROUGH
242
242 |  | Construction of 450mm high 400mm wide flower trough with 100mmx 580mm RCC facia (Grade 25 ,100 mm thk including formwork and reinforcement) . All the work to be completed as per the detail drawing and specification. (Rate shall include for Reinforcement and smooth finish form work and finishes)
242
243 | F243 | First Floor Level (+5250) to Second Floor Level (+9300) | 6 | m
243
244 | F244 | Second Floor Level (+9300) to Third Floor Level (+13350) | 3 | m
244
245 | F245 | Third Floor Level (+13350) to Fourth Floor Level (+17400) | 3 | m
245
246 | F246 | Fourth Floor Level (+17400) to Fifth Floor Level (+21450) | 45 | m |  |  | 6
246
247 | F247 | Fifth Floor Level (+21450) to Sixth Floor Level (+25500) | 6 | m
247
248 | F248 | Sixth Floor Level (+25500) to Seventh Floor Level (+29550) | 6 | m
248
249 | F249 | Seventh Floor Level (+29550) to Eighth Floor Level (+33600) | 6 | m
249
249 |  | Construction of 900mm high 500mm wide flower trough (Grade 25 ,100 mm thk including formwork and reinforcement) . All the work to be completed as per the detail drawing and specification (Rate shall include for Re-reinforcement and smooth finish form work)
249
250 | F250 | Eighth Floor Level (+33600) to Roof Terrace Level (+37700) | 23 | m
250
250 |  | Construction of 900mm high (975-1400)mm wide flower trough (Grade 25 ,100 mm thk including formwork and reinforcement) . All the work to be completed as per the detail drawing and specification (Rate shall include for Re-reinforcement and smooth finish form work)
250
251 | F251 | Roof Terrace Level (+37700) to Lift Machine Room Level (+42350) | 27 | m
251
251 |  | Carried Forward
251 |  | Brought Forward
250
250 |  | G20 Mass Concrete Fill
250
250 |  | Filling of G20 mass concrete in all toilet areas (appr. 50mm high). All the work to be completed as per the detail drawing and specification (Rate shall include for all necessary form work)
250
251 | F251 | Ground Floor Level (+1200) to First Floor Level (+5250) | 25 | m2
251
252 | F252 | First Floor Level (+5250) to Second Floor Level (+9300) | 27 | m2
252
253 | F253 | Second Floor Level (+9300) to Third Floor Level (+13350) | 9 | m2
253
254 | F254 | Third Floor Level (+13350) to Fourth Floor Level (+17400) | 9 | m2
254
255 | F255 | Fourth Floor Level (+17400) to Fifth Floor Level (+21450) | 27 | m2
255
256 | F256 | Fifth Floor Level (+21450) to Sixth Floor Level (+25500) | 27 | m2
256
257 | F257 | Sixth Floor Level (+25500) to Seventh Floor Level (+29550) | 27 | m2
257
258 | F258 | Seventh Floor Level (+29550) to Eighth Floor Level (+33600) | 27 | m2
258
259 | F259 | Eighth Floor Level (+33600) to Roof Terrace Level (+37700) | 37 | m2
256 |  | Carried Forward
256 |  | Brought Forward
259
259 |  | Filling of G20 mass concrete in roof slab and terrace areas (appr. 50mm high). All the work to be completed as per the detail drawing and specification (Rate shall include for all necessary form work)
259
260 | F260 | Roof Terrace Level (+37700) to Lift Machine Room Level (+42350) | 57 | m2
260
261 | F261 | Above Roof Slab Level (+45000 ) | 180 | m2
261
261 |  | Concrete Ledge
261
261 |  | Construction of concrete ledge (Grade 25 ,150mm (h) x 100 mm thk including formwork ). All the work to be completed as per the detail drawing and specification (Rate shall include for reinforcement and smooth finish form work)
261
262 | F262 | staff lounge area - First Floor level (+5250) | 21 | m
262
263 | F263 | Balcony outside the conference hall & Waste collection area - Fourth Floor level (+17400) | 13 | m |  |  | 17
263
264 | F264 | At terrace level on top of the 8th floor toilets below (+37700) | 17 | m
264
265 | F265 | Balcony - Lift machine room level (+42200) | 15 | m
265
266 | F266 | Above Roof Slab Level (+45000 ) | 65 | m
266
266 |  | Concrete Facia
266
266 |  | Construction of concrete facia (Grade 25 ,100 mm thk including formwork ). All the work to be completed as per the detail drawing and specification (Rate shall include for reinforcement and smooth finish form work)
266
266 |  | First Floor Level (+5250) to Second Floor Level (+9300)
267 | F267 | 100mmx730mm | 22 | m
268 | F268 | 100mmx230mm | 22 | m
269 | F269 | 100mmx500mm | 21 | m
269
269 |  | Second Floor Level (+9300) to Third Floor Level (+13350)
270 | F270 | 100mmx330mm | 12 | m
271 | F271 | 100mmx280mm | 3 | m
271
271 |  | Fourth Floor Level (+17400) to Fifth Floor Level (+21450)
272 | F272 | 100mmx580mm | 8 | m
272
272 |  | Fifth Floor Level (+21450) to Sixth Floor Level (+25500)
273 | F273 | 100mmx230mm | 14 | m
273
273 |  | Lift Machine Room Level (+42350) to Roof slab Level (+45000)
274 | F274 | 100mmx1000mm | 15 | m
274
274
274 |  | Disable ramp
274
275 | F275 | Construction of Disable ramp with 1:12 gradient All concrete work to be completed as per the detail drawing and specification (Rate shall include for all necessary form work and reinforcement) | 1 | Item
275
#REF!
#REF!
274
274 |  | F - Concrete work
275 |  | Total Carried To Summary

## G-Masonary
CONSTRUCTION OF THE CENTRAL COLD CHAIN FACILITY BUILDING WITH CLIMATE-FRIENDLY DESIGNS AT HULHUMALE LOT 11766
BILL OF QUANTITIES - BILL NO. 12
| Item No. | Description | Qty | Unit | Rate (MVR.) | Amount (MVR.)
SUPERSTRUCTURE
G - MASONARY WORK
General notes for pricing ;
|  | 1) Lifting and handling required materials. |  | Note
0 |  | Extra material for curved work, all rough and fair cutting, forming rough and fair grooves, throats, mortices, chases, rebates, reveals and holes, stops, mitres etc.
0 |  | 2) Lifting and handling required labour |  | Note
0 |  | Ranking out joints to form key labours in eaves filling, Labours in returns ends and angles, Centering.
0
0 |  | Block work are measured on the center line of the wall. |  | Note
0 |  | No deductions are made for the following;
0 |  | Openings or voids ≤ 0.1m2
0 |  | strings, sills, lintels, corbels and the like of on brick or block work
0 |  | Curved work is described with radios stated.
0
0 |  | Unless otherwise stated, Rate shall include for ;
0
0 |  | Where masonry walls abut concrete lintels, beams, columns and walls provide suitable size galvanized anchors (inserts in the concrete elements) at 600mm max. spacing and provide 200mm wide strip of galvanized metal lath weighing 2kg/m2 in plaster or tile/marble mortar, on both sides of the wall. |  | Note
0
0 |  | The tenderer shall allow in the rates for providing of RC stiffener columns/ beams, tie beams, compressible filler, anchors, sealant etc., where necessary |  | Note
0
0 |  | providing lateral supports in horizontal and vertical directions as per the detail drawings. |  | Note
0
0 |  | Provide gauge 22 G.I wire mesh (400 wide) at the joint or provide flexible sealant joint as directed galvanized anchors |  | Note
0 |  | Carried Forward
0 |  | Brought Forward
0
0 |  | Block walls, vertical, solid with block (SLS), bedded in 1:5 cement and sand mortar as per the drawing and specification in the following |  | Note
0
|  | Rate shall include for RCC stiffner columns where necessary including perimeter of building as per the structural drawings & specifications. |  | Note
0 |  | BLOCKWORK
0
0 |  | 200mm thk Solod Block Walls
0
0 |  | 200mm thk Solid Blockwork in cement and sand 1:5 mortar as per the Drawings and specification to the approval of the Engineer
0
1 | G1 | Ground Floor Level (+1200) to First Floor Level (+5250) | 388 | m2
1
2 | G2 | First Floor Level (+5250) to Second Floor Level (+9300) | 580 | m2
2
3 | G3 | Second Floor Level (+9300) to Third Floor Level (+13350) | 510 | m2
3
4 | G4 | Third Floor Level (+13350) to Fourth Floor Level (+17400) | 474 | m2
4
5 | G5 | Fourth Floor Level (+17400) to Fifth Floor Level (+21450) | 492 | m2
5
6 | G6 | Fifth Floor Level (+21450) to Sixth Floor Level (+25500) | 472 | m2
6
7 | G7 | Sixth Floor Level (+25500) to Seventh Floor Level (+29550) | 506 | m2
7
8 | G8 | Seventh Floor Level (+29550) to Eighth Floor Level (+33600) | 485 | m2
8
9 | G9 | Eighth Floor Level (+33600) to Roof Terrace Level (+37700) | 562 | m2
9
10 | G10 | Roof Terrace Level (+37700) to Lift Machine Room Level (+42350) | 456 | m2
10
11 | G11 | Lift Machine Room Level (+42350) to Roof slab Level (+45000) | 136 | m2
11
11 |  | Carried Forward
11 |  | Brought Forward
11
11 |  | 100 mm thk Solid Block Walls
11
12 | G12 | 100mm thk Solid block Work in cement and sand 1:5 mortar as per the Drawings and specification to the approval of the Engineer | 2 | m2
12
13 | G13 | First Floor Level (+5250) to Second Floor Level (+9300) | 6 | m2
13
14 | G14 | Second Floor Level (+9300) to Third Floor Level (+13350) | 4 | m2
14
15 | G15 | Third Floor Level (+13350) to Fourth Floor Level (+17400) | 4 | m2
15
16 | G16 | Fourth Floor Level (+17400) to Fifth Floor Level (+21450) | 9 | m2
16
17 | G17 | Fifth Floor Level (+21450) to Sixth Floor Level (+25500) | 8 | m2
17
18 | G18 | Sixth Floor Level (+25500) to Seventh Floor Level (+29550) | 9 | m2
18
19 | G19 | Seventh Floor Level (+29550) to Eighth Floor Level (+33600) | 8 | m2
19
20 | G20 | Eighth Floor Level (+33600) to Roof Terrace Level (+37700) | 4 | m2
20
21 | G21 | Roof Terrace Level (+37700) to Lift Machine Room Level (+42350) | 4 | m2
21
22 | G22 | Lift Machine Room Level (+42350) to Roof slab Level (+45000) | 3 | m2
G - MASONARY WORK
Total Carried To Summary

## H-Waterproofing
CONSTRUCTION OF THE CENTRAL COLD CHAIN FACILITY BUILDING WITH CLIMATE-FRIENDLY DESIGNS AT HULHUMALE LOT 11766
BILL OF QUANTITIES - BILL NO. 13
| Item No. | Description | Qty | Unit | Rate (MVR.) | Amount (MVR.)
SUPERSTRUCTURE
H - WATERPROOFING
Unless otherwise stated, Rate shall include for ;
0
0 |  | Prior to apply waterproofing surfaces should be structurally sound, clean, and free from loose particles, oil, grease, or any other contaminants. Cement laitance, loose particles, mould release agents, curing membranes, and other contaminants must be removed. All the surface irregularities such as blow holes, honeycombs etc. should be filled with appropriate material as necessary |  | Note
0
0 |  | Waterproofing type to be approved by the Architect before application |  | Note
0
0 |  | The Tenderer shall submit the following technical details along with the Tender. |  | Note
0 |  | 1. Type of Waterproofing.
0 |  | 2. Brand name
0 |  | 3. Country of origin
0 |  | 4. Method of application
0 |  | 5. Detail of guarantee/warranty (format)
0 |  | 6. Suitability to the nature of the surfaces of particular location.
0 |  | 7. Sealant
0
0 |  | Work shall be strictly in accordance with the manufacturer's specification |  | Note
0
0 |  | Waterproofing shall include for testing for water tightness and leaks |  | Note
0
0 |  | Cutting to line, notching, bending and extra material for lapping |  | Note
0 |  | Carried Forward
0 |  | Brought Forward
0
0 |  | Apply bitumen waterproofing with protection layer (where if necessary) and levelling screed shall be detailed as on other places and as per the recommendations of the manufacturer on all vertical and horizontal surfaces (for all rafts or walls and floors of basement, pits etc. and under landscaped areas). |  | Note
0
0 |  | Working into recessed duct covers, shaped inserts, outlet pipes and the like. |  | Note
0
0 |  | Contractor shall submit a 10 years warranty (including warranties from its Specialist Supplier & Specialist Applicator) , for the supply , water proofing work, calculated from the date of completion in respect of workmanship and material |  | Note
0
0 |  | Shower area up to 1800mm height and dry area up to 1000 mm height |  | Note
0
0 |  | Ground Floor Level (+1200) to First Floor Level (+5250)
0
0 |  | VERTICAL
0
0 |  | Waterproofing in walls with cementitious waterproofing or equivalent from a reputed supplier including concrete bedding, all as shown in drawing and the manufacture's specification and to the Engineer's approval all the work to be completed as per the drawing and specification
0
1 | H1 | In toilets/ bath rooms | 40 | m2
0 |  | Carried Forward
0 |  | Brought Forward
1
1 |  | HORIZONTAL
1
1 |  | Waterproofing in Floors with cementitious waterproofing or equivalent from a reputed supplier including concrete bedding and extra layer of waterproofing to be installed over the Grade 20 mass concrete, all as shown in drawing and the manufacture's specification and to the Engineer's approval all the work to be completed as per the drawing and specification
1
2 | H2 | In toilets/ bath rooms | 28 | m2
2
2 |  | First Floor Level (+5250) to Second Floor Level (+9300)
2
2 |  | VERTICAL
2
2 |  | Waterproofing in walls with cementitious waterproofing or equivalent from a reputed supplier including concrete bedding, all as shown in drawing and the manufacture's specification and to the Engineer's approval all the work to be completed as per the drawing and specification
2
3 | H3 | In toilets/ bath rooms | 63 | m2
3
4 | H4 | In Plant Trough | 6 | m2
4
4 |  | HORIZONTAL
4
4 |  | Waterproofing in Floors with cementitious waterproofing or equivalent from a reputed supplier including concrete bedding and extra layer of waterproofing to be installed over the Grade 20 mass concrete, all as shown in drawing and the manufacture's specification and to the Engineer's approval all the work to be completed as per the drawing and specification
4
5 | H5 | In toilets/ bath rooms | 28 | m2
4 |  | Carried Forward
4 |  | Brought Forward
5
5 |  | Waterproofing in Floors with cementitious waterproofing or equivalent from a reputed supplier including concrete bedding, all as shown in drawing and the manufacture's specification and to the Engineer's approval all the work to be completed as per the drawing and specification
5
6 | H6 | In balconies | 7 | m2
6
7 | H7 | In Plant Trough | 2 | m2
7
7 |  | Second Floor Level (+9300) to Third Floor Level (+13350)
7
7 |  | VERTICAL
7
7 |  | Waterproofing in walls with cementitious waterproofing or equivalent from a reputed supplier including concrete bedding, all as shown in drawing and the manufacture's specification and to the Engineer's approval all the work to be completed as per the drawing and specification
7
8 | H8 | In toilets/ bath rooms | 22 | m2
8
9 | H9 | In Plant Trough | 3 | m2
9
9 |  | HORIZONTAL
9
9 |  | Waterproofing in Floors with cementitious waterproofing or equivalent from a reputed supplier including concrete bedding and extra layer of waterproofing to be installed over the Grade 20 mass concrete, all as shown in drawing and the manufacture's specification and to the Engineer's approval all the work to be completed as per the drawing and specification
9
10 | H10 | In toilets/ bath rooms | 10 | m2
10
10 |  | Carried Forward
10 |  | Brought Forward
10
10 |  | Waterproofing in Floors with cementitious waterproofing or equivalent from a reputed supplier including concrete bedding, all as shown in drawing and the manufacture's specification and to the Engineer's approval all the work to be completed as per the drawing and specification
10
11 | H11 | In balconies | 3 | m2
11
12 | H12 | In Plant Trough | 1 | m2
12
12 |  | Third Floor Level (+13350) to Fourth Floor Level (+17400)
12
12 |  | VERTICAL
12
12 |  | Waterproofing in walls with cementitious waterproofing or equivalent from a reputed supplier including concrete bedding, all as shown in drawing and the manufacture's specification and to the Engineer's approval all the work to be completed as per the drawing and specification
12
13 | H13 | In toilets/ bath rooms | 22 | m2
13
14 | H14 | In Plant Trough | 3 | m2
14
14 |  | HORIZONTAL
14
14 |  | Waterproofing in Floors with cementitious waterproofing or equivalent from a reputed supplier including concrete bedding and extra layer of waterproofing to be installed over the Grade 20 mass concrete, all as shown in drawing and the manufacture's specification and to the Engineer's approval all the work to be completed as per the drawing and specification
14
15 | H15 | In toilets/ bath rooms | 10 | m2
15 |  | Carried Forward
15 |  | Brought Forward
15
15 |  | Waterproofing in Floors with cementitious waterproofing or equivalent from a reputed supplier including concrete bedding, all as shown in drawing and the manufacture's specification and to the Engineer's approval all the work to be completed as per the drawing and specification
15
16 | H16 | In balconies | 3 | m2
16
17 | H17 | In Plant Trough | 1 | m2
17
17 |  | Fourth Floor Level (+17400) to Fifth Floor Level (+21450)
17
17 |  | VERTICAL
17
17 |  | Waterproofing in walls with cementitious waterproofing or equivalent from a reputed supplier including concrete bedding, all as shown in drawing and the manufacture's specification and to the Engineer's approval all the work to be completed as per the drawing and specification
17
18 | H18 | In Plant Trough | 6 | m2
18
18 |  | HORIZONTAL
18
18
18
18 |  | Carried Forward
18 |  | Brought Forward
18
18 |  | Waterproofing in Floors with cementitious waterproofing or equivalent from a reputed supplier including concrete bedding, all as shown in drawing and the manufacture's specification and to the Engineer's approval all the work to be completed as per the drawing and specification
18
19 | H19 | In balconies | 8 | m2
19
20 | H20 | In Plant Trough | 2 | m2
20
20 |  | Fifth Floor Level (+21450) to Sixth Floor Level (+25500)
20
20 |  | VERTICAL
20
20 |  | Waterproofing in walls with cementitious waterproofing or equivalent from a reputed supplier including concrete bedding, all as shown in drawing and the manufacture's specification and to the Engineer's approval all the work to be completed as per the drawing and specification
20
21 | H21 | In Plant Trough | 6 | m2
21
21 |  | HORIZONTAL
21
21 |  | Carried Forward
21 |  | Brought Forward
21
21 |  | Waterproofing in Floors with cementitious waterproofing or equivalent from a reputed supplier including concrete bedding, all as shown in drawing and the manufacture's specification and to the Engineer's approval all the work to be completed as per the drawing and specification
21
22 | H22 | In balconies | 8 | m2
22
23 | H23 | In Plant Trough | 2 | m2
23
23 |  | Sixth Floor Level (+25500) to Seventh Floor Level (+29550)
23
23 |  | VERTICAL
23
23 |  | Waterproofing in walls with cementitious waterproofing or equivalent from a reputed supplier including concrete bedding, all as shown in drawing and the manufacture's specification and to the Engineer's approval all the work to be completed as per the drawing and specification
23
24 | H24 | In Plant Trough | 6 | m2
24
24 |  | HORIZONTAL
24
24
24 |  | Carried Forward
24 |  | Brought Forward
24
24 |  | Waterproofing in Floors with cementitious waterproofing or equivalent from a reputed supplier including concrete bedding, all as shown in drawing and the manufacture's specification and to the Engineer's approval all the work to be completed as per the drawing and specification
24
25 | H25 | In balconies | 8 | m2
25
26 | H26 | In Plant Trough | 2 | m2
26
26 |  | Seventh Floor Level (+29550) to Eighth Floor Level (+33600)
26
26 |  | VERTICAL
26
26 |  | Waterproofing in walls with cementitious waterproofing or equivalent from a reputed supplier including concrete bedding, all as shown in drawing and the manufacture's specification and to the Engineer's approval all the work to be completed as per the drawing and specification
26
27 | H27 | In Plant Trough | 6 | m2
27
27 |  | HORIZONTAL
27
27
27
27 |  | Carried Forward
27 |  | Brought Forward
27
27 |  | Waterproofing in Floors with cementitious waterproofing or equivalent from a reputed supplier including concrete bedding, all as shown in drawing and the manufacture's specification and to the Engineer's approval all the work to be completed as per the drawing and specification
27
28 | H28 | In balconies | 8 | m2
28
29 | H29 | In Plant Trough | 2 | m2
29
29 |  | Eighth Floor Level (+33600) to Roof Terrace Level (+37700)
29
29 |  | VERTICAL
29
29 |  | Waterproofing in walls with cementitious waterproofing or equivalent from a reputed supplier including concrete bedding, all as shown in drawing and the manufacture's specification and to the Engineer's approval all the work to be completed as per the drawing and specification
29
30 | H30 | In Plant Trough | 45 | m2
30
30 |  | HORIZONTAL
30
30
30
30 |  | Carried Forward
30 |  | Brought Forward
30
30 |  | Waterproofing in Floors with cementitious waterproofing or equivalent from a reputed supplier including concrete bedding, all as shown in drawing and the manufacture's specification and to the Engineer's approval all the work to be completed as per the drawing and specification
30
31 | H31 | In balcony with roof | 40 | m2
31
32 | H32 | In Plant Trough | 12 | m2
32
32 |  | +37000 Roof Terrace Level to +42350 Lift Machine Room Level
32
32 |  | HORIZONTAL
32
32 |  | Waterproofing in Floors with membrane type waterproofing including maximum 50mm thk 1:4 cement rendering, 1000 guage polythene and 50x50mm GI square mesh and installation of regiform fill with maximum 3mx3m grids for expansion joints to be sealed with poly-sulphide and all as shown in drawing and the manufacture's specification and to the Engineer's approval all the work to be completed as per the drawing and specification. (50mm thk G20 screed concrete measured seperately)
32
33 | H33 | Green Terrace | 57 | m2
30 |  | Carried Forward
30 |  | Brought Forward
33
33 |  | Above Roof Slab Level (+45000 )
33
33 |  | HORIZONTAL
33
33 |  | Waterproofing in Floors with membrane type waterproofing including maximum 50mm thk 1:4 cement rendering, 1000 guage polythene and 50x50mm GI square mesh and installation of regiform fill with maximum 3mx3m grids for expansion joints to be sealed with poly-sulphide and all as shown in drawing and the manufacture's specification and to the Engineer's approval all the work to be completed as per the drawing and specification. (50mm thk G20 screed concrete measured seperately)
33
34 | H34 | In Roof Slab | 180 | m2
34
34
34
34
34
34
H - WATERPROOFING
Total Carried To Summary
0

## J - Metal work
CONSTRUCTION OF THE CENTRAL COLD CHAIN FACILITY BUILDING WITH CLIMATE-FRIENDLY DESIGNS AT HULHUMALE LOT 11766
BILL OF QUANTITIES - BILL NO. 14
| Item No. | Description | Qty | Unit | Rate (MVR.) | Amount (MVR.)
J - STRUCTURAL METAL WORK
General notes for pricing ;
0
0 |  | It shall be the Contractor's responsibility supply and install all the Metal work items and to check the actual sizes on site, prior to fabrication. All Aluminium doors and windows shall be waterproofed. Contractor shall obtain the architect's approval for the mock-up samples which shall be installed and tested for waterproofing |  | Note
0
0 |  | The contractor shall submit shop drawings for the approval of the Engineer, prior to fabrication. |  | Note
0
0 |  | The contractor shall refer to all relevant specifications and drawings prior to pricing and it shall be his responsibility to complete the said works to the entire satisfaction of the Engineer at no additional cost. |  | Note
0
0 |  | All samples shall be provided for approval by the Engineer prior to purchase of material. |  | Note
0
0 |  | Rate to include for providing sundry items related to the work where necessary as required by the Architect. |  | Note
0
0 |  | Rate shall include all miscellaneous works such as welding, cutting, bending, drilling, placing, anchoring and etc.…. To make complete installation as per the detail drawing and specification as specified by Architect |  | Note
0
0
0
0 |  | Carried Forward
0 |  | Brought Forward
0
0 |  | Roof Terrace Level (+37700) to Lift Machine Room Level (+42350)
0
0 |  | Steel Beam
Surface treatment
|  | The steel meembers shall be san blasted, wire brushed and cleared to remove mill, scale ,dirt and greese . Apply 2 coats of zink phosphate in two different colours an 2 coats of gloss enamel paint . |  | Note
0
0 |  | Design, fabrication, Supply & Installation Pre fabricated steel beams, rates shall include for necessary finish specified in general notes of Structural steel work in Structural drawings . All necessary bolts, base plates, gusset plates, anchors, etc. all as specified in specification and as shown on drawings.
1 | J1 | 300x150x32.0 Kg/m "I" section as per the drawing | m | 46
1
1 |  | Roof Purlins
1
2 | J2 | Supply and installation of 2mm thk galvanized "c" Roof purlins(150x65-20) at 1000mm C/C as specified in specifications and as shown in drawings. Rate shall include purlin cleats, sag rods (If any), Welds, Bolts, Nuts Fixing accessories, Necessary paint finish, etc. as per the drawings and Engineer's Instructions. | m | 210
J - METAL WORK
Total Carried To Summary

## K - Non str. Metal work
CONSTRUCTION OF THE CENTRAL COLD CHAIN FACILITY BUILDING WITH CLIMATE-FRIENDLY DESIGNS AT HULHUMALE LOT 11766
BILL OF QUANTITIES - BILL NO. 15
| Item No. | Description | Qty | Unit | Rate (MVR.) | Amount (MVR.)
K - NON STRUCTURAL METAL WORK
Unless otherwise stated, Rate shall include for ;
0
0 |  | It shall be the Contractor's responsibility supply and install all the Metal work items and to check the actual sizes on site, prior to fabrication. All Aluminium doors and windows shall be watertight. Contractor shall obtain the Engineer's approval for the mock-up samples which shall be installed and tested for waterproofing |  | Note
0
0 |  | The contractor shall submit shop drawings for the approval of the Engineer, prior to fabrication. |  | Note
0
0 |  | All the extrusions for aluminium shall be powder coated finish and approved by the engineer and as specified |  | Note
0
0 |  | The powder coating thickness is to be 60 to 80 micrones and as specified. . |  | Note
0
0 |  | All Al sections shall be extruded from Aluminium alloy 6063T5 temper, Sections shall be designed to give rebated internal and external faces. Profile thickness shall be 1.5mmand above and as specified. |  | Note
0
0 |  | All glass used for Aluminium Doors, Windows & partions shall be unless otherwise specified, clear folat glass suitable for single glazing and shall have a mnimum thickness of 5mm or as specified.
0
0 |  | All Ironmongery for Alumium Doors ,windowa and partitions shall satisfactorily perform the function for which it is intended . They shall be of Aluminium Die cast alloy, stainless stell or other non corrosive materials compatible with Aluminium. |  | Note.
0
0 |  | The contractor shall refer to all relevant specifications and drawings prior to pricing and it shall be his responsibility to complete the said works to the entire satisfaction of the Engineer at no additional cost. |  | Note
0
0 |  | All samples shall be provided for approval by the Engineer prior to purchase of material. |  | Note
0
0 |  | Rate shall include for Ironmongery of Aprroved Quality, "Dorma", " Kinglong" or equivalent . The items that should be included in pricing shall be S/S 316, Type including, door locks, floor hinges, handles ,floor hinges, patch fittings, etc.. |  | Note
0
0 |  | All u channels are to be S/s type 316, hairline finish. All u channels shall be 25mmx 50mm in size. |  | Note
0
0 |  | All u channels ,fixed glass panels to be supported with vertical fins and s/s Spider joints at all glass butt joints (Where appropiate) |  | Note
0
0 |  | All door handles shall be S/S square type , mirror finish |  | Note
0
0 |  | All door closers shall be of approved quality Type "Dorma' or Kinglong or eqivalent. |  | Note
0
0 |  | All glass panels shall be 12mm tempered glass ,(unless otherwise specified) and of good qulity glass, Type "Guardian", "Saint Gobaine " ,Pilkinton " or equivalent. |  | Note
0
0 |  | All screws, nuts, washers ,bolts, riverts and other fastning devices should be of s/s 316 . Aluminum alloy fastners may be used in lieu of S/S fastners where appropriate, with the written approval of the Engineer. |  | Note
0
0 |  | Rate to include for providing sundry items related to the work where necessary as required by the Engieer. |  | Note
0
0 |  | Rate shall include all miscellaneous works such as welding, cutting, bending, drilling, placing, anchoring and etc.…. To make complete installation as per the detail drawing and specification as specified by Architect |  | Note
0
0
0 |  | Carried Forward
0 |  | Brought Forward
0
0 |  | Ground Floor Level (+1200) to First Floor Level (+5250)
0
0 |  | DOORS
0
0 |  | Supply and install Natural Aluminium framed doors including necessary ironmongery and accessories as per the detail drawing and specifications. |  | Note
0
1 | K1 | Framless Tempered Glass double door with fixed glass on top, size 1500mm x 3000mm type D1 | 1 | Nr
1
2 | K2 | Framless Tempered Glass double door with fixed glass on top, size 900mm x 3000mm type D2 | 7 | Nr
2
3 | K3 | Aluminium framed glass single door with fixed glass on top, size 950mm x 3000mm type D3 | 3 | Nr
3
4 | K4 | Aluminium framed glass single door with fixed glass on top, size 1050mm x 3000mm type D4 | 1 | Nr
4
5 | K5 | Aluminium framed single sashed aluminium door, size 600mm x 2100mm, type AL1 | 3 | Nr
5
6 | K6 | Aluminium framed single sashed aluminium door, size 950mm x 2100mm, type AL2 | 2 | Nr
6
6
7 | K7 | Aluminium framed top hung glazed window with 04 sashes with fixed glass on top, size 1800mm x 2100mm, type W7 | 1 | Nr
7
7 |  | Carried Forward
7 |  | Brought Forward
7
7 |  | Tempered Fixed Glass Panels
7
7 |  | Supply and install Tempered fixed glass panels including necessary ironmongery and accessories as per the detail drawing and specifications. |  | Note
7
8 | K8 | Tempered fixed glass panels with 1800mm x 2100mm double sash door, size 4425mm x 3000mm, type FG1 | 1 | Nr
8
9 | K9 | Tempered fixed glass panels, size 1110mm x 3000mm, type FG2 | 1 | Nr
9
10 | K10 | Tempered fixed glass panels, size 1480mm x 3000mm, type FG2a | 1 | Nr
10
11 | K11 | Tempered fixed glass panels, size 5040mm x 3000mm, type FG3 | 1 | Nr
11
12 | K12 | Tempered fixed glass panels, size 1695mm x 3000mm, type FG4 | 1 | Nr
12
13 | K13 | Tempered fixed glass panels with curtain wall sections, size 4800mm x 3000mm, type FG5 | 1 | Nr
13
14 | K14 | Tempered fixed glass panels, size 3300mm x 3000mm, type FG6 | 1 | Nr
14
15 | K15 | Tempered fixed glass panels, size 1800mm x 3000mm, type FG7 | 1 | Nr
15
16 | K16 | Tempered fixed glass panels, size 2400mm x 3000mm, type FG8a | 1 | Nr
16
17 | K17 | Tempered fixed glass panels, size 900mm x 900mm, type FG21 | 1 | Nr
17
17 |  | Fan Light
17
18 | K18 | Aluminium framed top hung glazed fanlight with fixed glass on top, size 1800mm x 1500mm, type FL1 | 1 | Nr
18 |  | Carried Forward
18 |  | Brought Forward
18
19 | K19 | Aluminium framed top hung glazed fanlight with fixed glass on top, size 900mm x 1500mm, type FL2 | 11 | Nr
19
19 |  | Roller Door
19
20 | K20 | Supply and install aluminium roller door size 3700mm x 3000mm, type RD | 1 | Nr
20
21 | K21 | Supply and install aluminium roller door size 6050mm x 3000mm, type RD2 | 1 | Nr
21
21 |  | HAND RAILS
21
21 |  | Supply and installation S/S & 10mm thk Tempered Glass handrail with specified accessories to complete the work in order according to the detail drawings and specifications and as instructud by the Architect.
21
22 | K22 | In 1200mm high at staircase | 12 | m
22
22 |  | Supply and installation S/S handrail with specified accessories to complete the work in order according to the detail drawings and specifications and as instructud by the Architect.
22
23 | K23 | In 1200 mm high at fire staircase | 9 | m
23
23 |  | Supply and installation of Handrail; two nr of 50mm Dia GI pipe as top rail and bottom rails and 25mm Dia GI pipe as balustrade (100mm c/c) as per Engineers instructions and as specified in specifications and as shown in drawings. Rates shall include for the necessary finish specified and necessary sand/shot blasting, marine quality painting, all necessary bolts, base plates, stiffener plates, gusset plates, anchors, all as specified and as shown on drawing to fixed in working order.
24 | K24 | In 850mm high boundry wall | 50 | m
24
24 |  | Supply and installation S/S handrail with specified accessories to complete the work in order according to the detail drawings and specifications and as instructud by the Architect.
24
25 | K25 | In 1200 mm high at Disable ramp | 11 | m
25
25 |  | Column Guards
25
26 | K26 | Supply and fix steel column guards to structural columns within Ground floor loading/unloading area. Include fixing bolts, high-visibility finish, and all necessary accessories as specified and as shown on the drawings and as instructud by the Architect. | 1 | Item
26
26
26 |  | Carried Forward
26 |  | Brought Forward
26
26 |  | First Floor Level (+5250) to Second Floor Level (+9300)
26
26 |  | DOORS
26
26 |  | Supply and install Natural Aluminium framed doors including necessary ironmongery and accessories as per the detail drawing and specifications.
26
27 | K27 | Framless Tempered Glass double door with fixed glass on top, size 1500mm x 3000mm type D1 | 5 | Nr
27
28 | K28 | Framless Tempered Glass double door with fixed glass on top, size 900mm x 3000mm type D2 | 6 | Nr
28
29 | K29 | Al Framed Tempered Glass single door with fixed glass on top, size 900mm x 3000mm type D2a | 1 | Nr
30 | K30 | Aluminium framed glass single door with fixed glass on top, size 950mm x 3000mm type D3 | 2 | Nr
30
31 | K31 | Aluminium framed single sashed aluminium door, size 600mm x 2100mm, type AL1 | 3 | Nr
31
32 | K32 | Aluminium framed single sashed aluminium door, size 950mm x 2100mm, type AL2 | 3 | Nr
32
33 | K33 | Aluminium framed top hung glazed window, size 3600mm x 900mm, type W2 | 3 | Nr
33
34 | K34 | Aluminium framed top hung glazed window, size 1800mm x 900mm, type W6 | 1 | Nr
34
34
35 | K35 | Aluminium framed top hung glazed window with fixed glass on top, size 900mm x 1500mm, type W9 | 9 | Nr
35
35 |  | Carried Forward
35 |  | Brought Forward
35
35 |  | Tempered Fixed Glass Panels
35
35 |  | Supply and install Tempered fixed glass panels including necessary ironmongery and accessories as per the detail drawing and specifications.
35
36 | K36 | Tempered fixed glass panels, size 4800mm x 3000mm, type FG5 | 1 | Nr
36
37 | K37 | Tempered fixed glass panels with curtain wall sections, size 2400mm x 3900mm, type FG8 | 1 | Nr
37
38 | K38 | Tempered fixed glass panels, size 900mm x 3000mm, type FG12 | 1 | Nr
38
39 | K39 | Tempered fixed glass panels, size 2700mm x 3000mm, type FG13 | 1 | Nr
39
40 | K40 | Tempered fixed glass panels, size 6050mm x 3000mm, type FG15 | 1 | Nr
40 | K40 | Tempered fixed glass panels, size 2445mm x 3000mm, type FG17 | 1 | Nr
40
41 | K41 | Tempered fixed glass panels with sections, size 1480mm x 3000mm, type FG2b | 1 | Nr
41
42 | K42 | Tempered fixed glass panels with sections, size 1100mm x 3000mm, type FG2c | 1 | Nr
42
43 | K43 | Tempered fixed glass panels with sections, size 5040mm x 3000mm, type FG3a | 1 | Nr
43
44 | K44 | Tempered fixed glass panels with sections, size 1695mm x 3000mm, type FG4a | 1 | Nr
44
45 | K45 | Tempered fixed glass panels with sections, size 4425mm x 3000mm, type FG19 | 1 | Nr
45
46 | K46 | Tempered fixed glass panels, size 900mm x 900mm, type FG21 | 1 | Nr
46
46 |  | Carried Forward
46 |  | Brought Forward
46
46 |  | Fan Light
46
47 | K47 | Aluminum framed top hung glazed fanlight, size 900mm x 900mm FL3 | 2 | Nr
47
47 |  | HAND RAILS
47
47 |  | Supply and installation S/S glass handrail with specified colour and accessories to complete the work in order according to the detail drawings and specifications and as instructud by the Architect.
48 | K48 | In 600mm high at plant trough area | 26.22 | m |  |  | 10
48
48 |  | Supply and installation S/S & 10mm thk Tempered Glass handrail with specified accessories to complete the work in order according to the detail drawings and specifications and as instructud by the Architect.
49 | K49 | In 1200mm high at staircase | 12 | m
49 |  | Supply and installation S/S handrail with specified accessories to complete the work in order according to the detail drawings and specifications and as instructud by the Architect.
49
50 | K50 | In 1200 mm high at fire staircase | 9 | m
50
50 |  | Second Floor Level (+9300) to Third Floor Level (+13350)
50
50 |  | DOORS
50
50 |  | Supply and install Natural Aluminium framed doors including necessary ironmongery and accessories as per the detail drawing and specifications.
50
51 | K51 | Framless Tempered Glass double door with fixed glass on top, size 1500mm x 3000mm type D1 | 5 | Nr
51
52 | K52 | Framless Tempered Glass double door with fixed glass on top, size 900mm x 3000mm type D2 | 3 | Nr
52
53 | K53 | Al Framed Tempered Glass single door with fixed glass on top, size 900mm x 3000mm type D2a | 1 | Nr
53
53 |  | Carried Forward
53 |  | Brought Forward
53
54 | K54 | Aluminium framed glass single door with fixed glass on top, size 950mm x 3000mm type D3 | 2 | Nr
54
55 | K55 | Aluminium framed single sashed aluminium door, size 600mm x 2100mm, type AL1 | 2 | Nr
55
56 | K56 | Aluminium framed single sashed aluminium door, size 950mm x 2100mm, type AL2 | 3 | Nr
56
57 | K57 | Aluminium framed top hung glazed window, size 3600mm x 900mm, type W2 | 1 | Nr
57
58 | K58 | Aluminium framed top hung glazed window, size 1800mm x 900mm, type W6 | 1
58
58 |  | Tempered Fixed Glass Panels
58
58 |  | Supply and install Tempered fixed glass panels including necessary ironmongery and accessories as per the detail drawing and specifications.
58
59 | K59 | Tempered fixed glass panels, size 4800mm x 3000mm, type FG5 | 1 | Nr
59
60 | K60 | Tempered fixed glass panels with curtain wall sections, size 2400mm x 3900mm, type FG8 | 1 | Nr
60
61 | K61 | Tempered fixed glass panels, size 3600mm x 3000mm, type FG9 | 1 | Nr
61
62 | K62 | Tempered fixed glass panels, size 2700mm x 3000mm, type FG10 | 2 | Nr
62
63 | K63 | Tempered fixed glass panels, size 900mm x 3000mm, type FG12 | 1 | Nr
63
64 | K64 | Tempered fixed glass panels, size 2700mm x 3000mm, type FG13 | 1 | Nr
64
64 |  | Carried Forward
64 |  | Brought Forward
64
65 | K65 | Tempered fixed glass panels, size 9765mm x 3000mm, type FG16 | 1 | Nr
65
66 | K66 | Tempered fixed glass panels, size 2445mm x 3000mm, type FG17 | 1 | Nr
66
67 | K67 | Tempered fixed glass panels, size 900mm x 900mm, type FG21 | 1 | Nr
67
67 |  | Fan Light
67
68 | K68 | Aluminum framed top hung glazed fanlight, size 900mm x 900mm FL3 | 1 | Nr
68
69 | K69 | Aluminum framed top hung glazed fanlight, size 600mm x 1500mm FL5 | 1 | Nr
69
69 |  | HAND RAILS
69
69 |  | Supply and installation S/S glass handrail with specified colour and accessories to complete the work in order according to the detail drawings and specifications and as instructud by the Architect.
69
70 | K70 | In 600mm high at plant trough area | 2.2 | m |  |  | 5
70
70 |  | Supply and installation S/S & 10mm thk Tempered Glass handrail with specified accessories to complete the work in order according to the detail drawings and specifications and as instructud by the Architect.
70
71 | K71 | In 1200mm high at staircase | 12 | m
71
71 |  | Supply and installation S/S handrail with specified accessories to complete the work in order according to the detail drawings and specifications and as instructud by the Architect.
71
72 | K72 | In 1200 mm high at fire staircase | 9 | m
72
72
72
72
72 |  | Carried Forward
72 |  | Brought Forward
72
72 |  | Third Floor Level (+13350) to Fourth Floor Level (+17400)
72
72 |  | DOORS
72
72 |  | Supply and install Natural Aluminium framed doors including necessary ironmongery and accessories as per the detail drawing and specifications.
72
73 | K73 | Framless Tempered Glass double door with fixed glass on top, size 1500mm x 3000mm type D1 | 6 | Nr
73
74 | K74 | Framless Tempered Glass double door with fixed glass on top, size 900mm x 3000mm type D2 | 3 | Nr
74
75 | K75 | Al Framed Tempered Glass single door with fixed glass on top, size 900mm x 3000mm type D2a | 1 | Nr
75
76 | K76 | Aluminium framed glass single door with fixed glass on top, size 950mm x 3000mm type D3 | 2 | Nr
76
77 | K77 | Aluminium framed single sashed aluminium door, size 600mm x 2100mm, type AL1 | 3 | Nr
77
78 | K78 | Aluminium framed single sashed aluminium door, size 950mm x 2100mm, type AL2 | 3 | Nr
78
79 | K79 | Aluminium framed top hung glazed window, size 3600mm x 900mm, type W2 | 3 | Nr
79
80 | K80 | Aluminium framed top hung glazed window, size 1800mm x 900mm, type W6 | 1 | Nr
80
81 | K81 | Aluminium framed top hung glazed window with 04 sashes with fixed glass on top, size 900mm x 2100mm, type W7a | 2 | Nr
81
82 | K82 | Aluminium framed top hung glazed window with fixed glass on top, size 900mm x 1500mm, type W9 | 9 | Nr
82
82 |  | Carried Forward
82 |  | Brought Forward
82
82 |  | Tempered Fixed Glass Panels
82
82 |  | Supply and install Tempered fixed glass panels including necessary ironmongery and accessories as per the detail drawing and specifications.
82
83 | K83 | Tempered fixed glass panels, size 4800mm x 3000mm, type FG5 | 1 | Nr
83
84 | K84 | Tempered fixed glass panels with curtain wall sections, size 2400mm x 3900mm, type FG8 | 1 | Nr
84
85 | K85 | Tempered fixed glass panels, size 3600mm x 3000mm, type FG9 | 1 | Nr
85
86 | K86 | Tempered fixed glass panels, size 2700mm x 3000mm, type FG10 | 2 | Nr
86
87 | K87 | Tempered fixed glass panels, size 900mm x 3000mm, type FG12 | 1 | Nr
87
88 | K88 | Tempered fixed glass panels, size 2700mm x 3000mm, type FG13 | 1 | Nr
88
89 | K89 | Tempered fixed glass panels, size 9765mm x 3000mm, type FG16 | 1 | Nr
89
90 | K90 | Tempered fixed glass panels, size 2445mm x 3000mm, type FG17 | 1 | Nr
90
91 | K91 | Tempered fixed glass panels, size 900mm x 900mm, type FG21 | 1 | Nr
91
91 |  | Fan Light
91
92 | K92 | Aluminum framed top hung glazed fanlight, size 900mm x 900mm FL3 | 1 | Nr
92
93 | K93 | Aluminum framed top hung glazed fanlight, size 600mm x 1500mm FL5 | 1 | Nr
93
93 |  | Carried Forward
93 |  | Brought Forward
93
93 |  | HAND RAILS
93
93 |  | Supply and installation S/S glass handrail with specified colour and accessories to complete the work in order according to the detail drawings and specifications and as instructud by the Architect.
93
94 | K94 | In 600mm high at plant trough area | 2.2 | m |  |  | 5
94
94 |  | Supply and installation S/S & 10mm thk Tempered Glass handrail with specified accessories to complete the work in order according to the detail drawings and specifications and as instructud by the Architect.
94
95 | K95 | In 1200mm high at staircase | 12 | m
95
95 |  | Supply and installation S/S handrail with specified accessories to complete the work in order according to the detail drawings and specifications and as instructud by the Architect.
95
96 | K96 | In 1200 mm high at fire staircase | 9 | m
96 |  | Fourth Floor Level (+17400) to Fifth Floor Level (+21450)
96
96 |  | DOORS
96
96 |  | Supply and install Natural Aluminium framed doors including necessary ironmongery and accessories as per the detail drawing and specifications.
96
97 | K97 | Al Framed Tempered Glass single door with fixed glass on top, size 900mm x 3000mm type D2a | 1 | Nr
97
97 |  | Carried Forward
97 |  | Brought Forward
97
98 | K98 | Aluminium framed top hung glazed window, size 900mm x 900mm, type W3 | 2 | Nr
98
99 | K99 | Aluminium framed top hung glazed window with 8 sashes with fixed glass on bottom, size 3600mm x 3000mm, type W4 | 2 | Nr
99
100 | K100 | Aluminium framed top hung glazed window with 06 sashes with fixed glass on bottom, size 2700mm x 3000mm, type W5 | 1 | Nr
100
101 | K101 | Aluminium framed top hung glazed window with 04 sashes with fixed glass on bottom & 950x 2400 mm Al framed glass single door with fixed glass on top , size 2700mm x 3000mm, type W5a | 1 | Nr
101
102 | K102 | Aluminium framed top hung glazed window, size 1800mm x 900mm, type W6 | 1 | Nr
102
103 | K103 | Aluminium framed top hung glazed window with 12 sashes with fixed glass on bottom, size 5400mm x 3000mm, type W8 | 1 | Nr
103
104 | K104 | Aluminium framed top hung glazed window with 04 sashes with fixed glass on bottom, size 1800mm x 3000mm, type W10 | 1 | Nr
104
104 |  | Tempered Fixed Glass Panels
104
104 |  | Supply and install Tempered fixed glass panels including necessary ironmongery and accessories as per the detail drawing and specifications.
104
104 |  | Carried Forward
104 |  | Brought Forward
104
105 | K105 | Tempered fixed glass panels, size 4800mm x 3000mm, type FG5 | 1 | Nr
105
106 | K106 | Tempered fixed glass panels with curtain wall sections, size 2400mm x 3900mm, type FG8 | 1 | Nr
106
107 | K107 | Tempered fixed glass panels, size 6050mm x 3000mm, type FG15 | 1 | Nr
107
108 | K108 | Tempered fixed glass panels, size 2445mm x 3000mm, type FG17 | 1 | Nr
108
109 | K109 | Tempered fixed glass panels, size 900mm x 900mm, type FG21 | 1 | Nr
109
109 |  | Fan Light
109
110 | K110 | Aluminum framed top hung glazed fanlight, size 900mm x 900mm FL3 | 2 | Nr
110
110 |  | HAND RAILS
110
110 |  | Supply and installation S/S glass handrail with specified colour and accessories to complete the work in order according to the detail drawings and specifications and as instructud by the Architect.
111 | K111 | In 600mm high at plant trough area | 45 | m |  |  | 10
111
112 | K112 | In 1200mm high at plant trough area | 12 | m |  |  | 10
112
112
112
112 |  | Carried Forward
112 |  | Brought Forward
112
112 |  | Supply and installation S/S & 10mm thk Tempered Glass handrail with specified accessories to complete the work in order according to the detail drawings and specifications and as instructud by the Architect.
112
113 | K113 | In 1200mm high at staircase | 12 | m
113
113 |  | Supply and installation S/S handrail with specified accessories to complete the work in order according to the detail drawings and specifications and as instructud by the Architect.
113
114 | K114 | In 1200 mm high at fire staircase | 9 | m
114
114 |  | Fifth Floor Level (+21450) to Sixth Floor Level (+25500)
114
114 |  | DOORS
114
114 |  | Supply and install Natural Aluminium framed doors including necessary ironmongery and accessories as per the detail drawing and specifications.
114
115 | K115 | Al Framed Tempered Glass single door with fixed glass on top, size 900mm x 3000mm type D2a | 1 | Nr
115
116 | K116 | Aluminium framed single sashed aluminium door, size 600mm x 2100mm, type AL1 | 3 | Nr
116
117 | K117 | Aluminium framed single sashed aluminium door, size 950mm x 2100mm, type AL2 | 3 | Nr
117
117 |  | Carried Forward
117 |  | Brought Forward
117
118 | K118 | Aluminium framed top hung glazed window with 02 sashes with fixed glass on bottom, size 900mm x 3000mm, type W1 | 1 | Nr
118
119 | K119 | Aluminium framed top hung glazed window, size 900mm x 900mm, type W3 | 2 | Nr
119
120 | K120 | Aluminium framed top hung glazed window with 08 sashes with fixed glass on bottom, size 3600mm x 3000mm, type W4 | 6 | Nr
120
121 | K121 | Aluminium framed top hung glazed window with 06 sashes with fixed glass on bottom, size 2700mm x 3000mm, type W5 | 3 | Nr
121
122 | K122 | Aluminium framed top hung glazed window, size 1800mm x 900mm, type W6 | 1 | Nr
122
123 | K123 | Aluminium framed top hung glazed window with 12 sashes with fixed glass on bottom, size 5400mm x 3000mm, type W8 | 1 | Nr
123
124 | K124 | Aluminium framed top hung glazed window with 04 sashes with fixed glass on bottom, size 1800mm x 3000mm, type W10 | 1 | Nr
124
124 |  | Tempered Fixed Glass Panels
124
124 |  | Supply and install Tempered fixed glass panels including necessary ironmongery and accessories as per the detail drawing and specifications.
124
125 | K125 | Tempered fixed glass panels, size 4800mm x 3000mm, type FG5 | 1 | Nr
125
126 | K126 | Tempered fixed glass panels with curtain wall sections, size 2400mm x 3900mm, type FG8 | 1 | Nr
126
126 |  | Carried Forward
126 |  | Brought Forward
126
127 | K127 | Tempered fixed glass panels, size 6050mm x 3000mm, type FG15 | 1 | Nr
127
128 | K128 | Tempered fixed glass panels, size 2445mm x 3000mm, type FG17 | 1 | Nr
128
129 | K129 | Tempered fixed glass panels, size 900mm x 900mm, type FG21 | 1 | Nr
129
129 |  | Fan Light
129
130 | K130 | Aluminum framed top hung glazed fanlight, size 900mm x 900mm FL3 | 2 | Nr
130
130 |  | HAND RAILS
130
130 |  | Supply and installation S/S glass handrail with specified colour and accessories to complete the work in order according to the detail drawings and specifications and as instructud by the Architect.
130
131 | K131 | In 600mm high at plant trough area | 5 | m |  |  | 10
131
131 |  | Supply and installation S/S & 10mm thk Tempered Glass handrail with specified accessories to complete the work in order according to the detail drawings and specifications and as instructud by the Architect.
131
132 | K132 | In 1200mm high at staircase | 12 | m
132
132 |  | Supply and installation S/S handrail with specified accessories to complete the work in order according to the detail drawings and specifications and as instructud by the Architect.
132
133 | K133 | In 1200 mm high at fire staircase | 9 | m
133
133
133
133
133 |  | Carried Forward
133 |  | Brought Forward
133
133 |  | Sixth Floor Level (+25500) to Seventh Floor Level (+29550)
133
133 |  | DOORS
133
133 |  | Supply and install Natural Aluminium framed doors including necessary ironmongery and accessories as per the detail drawing and specifications.
133
134 | K134 | Al Framed Tempered Glass single door with fixed glass on top, size 900mm x 3000mm type D2a | 1 | Nr
134
135 | K135 | Aluminium framed single sashed aluminium door, size 600mm x 2100mm, type AL1 | 3 | Nr
135
136 | K136 | Aluminium framed single sashed aluminium door, size 950mm x 2100mm, type AL2 | 3 | Nr
136
137 | K137 | Aluminium framed top hung glazed window with 02 sashes with fixed glass on bottom, size 900mm x 3000mm, type W1 | 1 | Nr
137
138 | K138 | Aluminium framed top hung glazed window, size 900mm x 900mm, type W3 | 2 | Nr
138
139 | K139 | Aluminium framed top hung glazed window with 08 sashes with fixed glass on bottom, size 3600mm x 3000mm, type W4 | 6 | Nr
139
139 |  | Carried Forward
139 |  | Brought Forward
139
140 | K140 | Aluminium framed top hung glazed window with 06 sashes with fixed glass on bottom, size 2700mm x 3000mm, type W5 | 3 | Nr
140
141 | K141 | Aluminium framed top hung glazed window, size 1800mm x 900mm, type W6 | 1 | Nr
141
142 | K142 | Aluminium framed top hung glazed window with 12 sashes with fixed glass on bottom, size 5400mm x 3000mm, type W8 | 1 | Nr
142
143 | K143 | Aluminium framed top hung glazed window with 04 sashes with fixed glass on bottom, size 1800mm x 3000mm, type W10 | 1 | Nr
143
143 |  | Tempered Fixed Glass Panels
143
143 |  | Supply and install Tempered fixed glass panels including necessary ironmongery and accessories as per the detail drawing and specifications.
143
144 | K144 | Tempered fixed glass panels, size 4800mm x 3000mm, type FG5 | 1 | Nr
144
145 | K145 | Tempered fixed glass panels with curtain wall sections, size 2400mm x 3900mm, type FG8 | 1 | Nr
145
146 | K146 | Tempered fixed glass panels, size 6050mm x 3000mm, type FG15 | 1 | Nr
146
147 | K147 | Tempered fixed glass panels, size 2445mm x 3000mm, type FG17 | 1 | Nr
147
148 | K148 | Tempered fixed glass panels, size 3900mm x 3000mm, type FG6 | 1 | Nr
148
149 | K149 | Tempered fixed glass panels, size 900mm x 900mm, type FG21 | 1 | Nr
149
149 |  | Fan Light
149
150 | K150 | Aluminum framed top hung glazed fanlight, size 900mm x 900mm FL3 | 2 | Nr
150
150 |  | Carried Forward
150 |  | Brought Forward
150
150 |  | HAND RAILS
150
150 |  | Supply and installation S/S glass handrail with specified colour and accessories to complete the work in order according to the detail drawings and specifications and as instructud by the Architect.
150
151 | K151 | In 600mm high at plant trough area | 5 | m |  |  | 10
151
151 |  | Supply and installation S/S & 10mm thk Tempered Glass handrail with specified accessories to complete the work in order according to the detail drawings and specifications and as instructud by the Architect.
151
152 | K152 | In 1200mm high at staircase | 12 | m
152
152 |  | Supply and installation S/S handrail with specified accessories to complete the work in order according to the detail drawings and specifications and as instructud by the Architect.
152
153 | K153 | In 1200 mm high at fire staircase | 9 | m
153
153 |  | Seventh Floor Level (+29550) to Eighth Floor Level (+336000)
153
153 |  | DOORS
153
153 |  | Supply and install Natural Aluminium framed doors including necessary ironmongery and accessories as per the detail drawing and specifications.
153
154 | K154 | Al Framed Tempered Glass single door with fixed glass on top, size 900mm x 3000mm type D2a | 1 | Nr
154
155 | K155 | Aluminium framed single sashed aluminium door, size 600mm x 2100mm, type AL1 | 3 | Nr
155
155 |  | Carried Forward
155 |  | Brought Forward
155
156 | K156 | Aluminium framed single sashed aluminium door, size 950mm x 2100mm, type AL2 | 3 | Nr
156
157 | K157 | Aluminium framed top hung glazed window with 02 sashes with fixed glass on bottom, size 900mm x 3000mm, type W1 | 1 | Nr
157
158 | K158 | Aluminium framed top hung glazed window, size 900mm x 900mm, type W3 | 2 | Nr
158
159 | K159 | Aluminium framed top hung glazed window with 08 sashes with fixed glass on bottom, size 3600mm x 3000mm, type W4 | 6 | Nr
159
160 | K160 | Aluminium framed top hung glazed window with 06 sashes with fixed glass on bottom, size 2700mm x 3000mm, type W5 | 3 | Nr
160
161 | K161 | Aluminium framed top hung glazed window, size 1800mm x 900mm, type W6 | 1 | Nr
161
162 | K162 | Aluminium framed top hung glazed window with 12 sashes with fixed glass on bottom, size 5400mm x 3000mm, type W8 | 1 | Nr
162
163 | K163 | Aluminium framed top hung glazed window with 04 sashes with fixed glass on bottom, size 1800mm x 3000mm, type W10 | 1 | Nr
163
163 |  | Tempered Fixed Glass Panels
163
163 |  | Supply and install Tempered fixed glass panels including necessary ironmongery and accessories as per the detail drawing and specifications.
163
164 | K164 | Tempered fixed glass panels, size 4800mm x 3000mm, type FG5 | 1 | Nr
164
165 | K165 | Tempered fixed glass panels with curtain wall sections, size 2400mm x 3900mm, type FG8 | 1 | Nr
165
165 |  | Carried Forward
165 |  | Brought Forward
165
166 | K166 | Tempered fixed glass panels, size 6050mm x 3000mm, type FG15 | 1 | Nr
166
167 | K167 | Tempered fixed glass panels, size 2445mm x 3000mm, type FG17 | 1 | Nr
167
168 | K168 | Tempered fixed glass panels, size 900mm x 900mm, type FG21 | 1 | Nr
168
168 |  | Fan Light
168
169 | K169 | Aluminum framed top hung glazed fanlight, size 900mm x 900mm FL3 | 2 | Nr
169
169 |  | HAND RAILS
169
169 |  | Supply and installation S/S glass handrail with specified colour and accessories to complete the work in order according to the detail drawings and specifications and as instructud by the Architect.
169
170 | K170 | In 600mm high at plant trough area | 5 | m |  |  | 10
170
170 |  | Supply and installation S/S & 10mm thk Tempered Glass handrail with specified accessories to complete the work in order according to the detail drawings and specifications and as instructud by the Architect.
170
171 | K171 | In 1200mm high at staircase | 12 | m
171
171 |  | Supply and installation S/S handrail with specified accessories to complete the work in order according to the detail drawings and specifications and as instructud by the Architect.
171
172 | K172 | In 1200 mm high at fire staircase | 9 | m
172
172 |  | Eighth Floor Level (+33600) to Roof Terrace Level (+37700)
172
172 |  | DOORS
172
172 |  | Supply and install Natural Aluminium framed doors including necessary ironmongery and accessories as per the detail drawing and specifications.
172
172 |  | Carried Forward
172 |  | Brought Forward
172
173 | K173 | Aluminium framed glass single door with fixed glass on top, size 950mm x 3000mm type D2a | 2 | Nr
173
174 | K174 | Aluminium framed single sashed aluminium door, size 600mm x 2100mm, type AL1 | 3 | Nr
174
175 | K175 | Aluminium framed single sashed aluminium door, size 950mm x 2100mm, type AL2 | 2 | Nr
175
176 | K176 | Aluminium framed top hung glazed window with 02 sashes with fixed glass on bottom, size 900mm x 3000mm, type W1 | 2 | Nr
176
177 | K177 | Aluminium framed top hung glazed window, size 900mm x 900mm, type W3 | 2 | Nr
177
178 | K178 | Aluminium framed top hung glazed window, size 1800mm x 900mm, type W6 | 1 | Nr
178
178
178 |  | Tempered Fixed Glass Panels
178
178 |  | Supply and install Tempered fixed glass panels including necessary ironmongery and accessories as per the detail drawing and specifications.
178
179 | K179 | Tempered fixed glass panels, size 4800mm x 3000mm, type FG5 | 1 | Nr
179
180 | K180 | Tempered fixed glass panels with curtain wall sections, size 2400mm x 3900mm, type FG8 | 1 | Nr
180
181 | K181 | Tempered fixed glass panels, size 3600mm x 3000mm, type FG11 | 1 | Nr
181
182 | K182 | Tempered fixed glass panels, size 900mm x 3000mm, type FG12 | 1 | Nr
182
183 | K183 | Tempered fixed glass panels, size 2700mm x 3000mm, type FG13 | 1 | Nr
183
184 | K184 | Tempered fixed glass panels, size 900mm x 900mm, type FG21 | 1 | Nr
184
185 | K185 | Tempered fixed glass with openable panels, size 3270mm x 900mm, type FG22 | 1 | Nr
185
186 | K186 | Tempered fixed glass with openable panels, size 3520mm x 900mm, type FG23 | 1 | Nr
186
187 | K187 | Tempered fixed glass with openable panels, size 4415mm x 900mm, type FG24 | 1 | Nr
187
188 | K188 | Tempered fixed glass with openable panels, size 2200mm x 900mm, type FG25 | 1 | Nr
188 |  | Carried Forward
188 |  | Brought Forward
188
188
188 |  | HAND RAILS
188
188 |  | Supply and installation S/S glass handrail with specified colour and accessories to complete the work in order according to the detail drawings and specifications and as instructud by the Architect.
189 | K189 | In 450mm high at plant trough area | 25 | m
189
189 |  | Supply and installation S/S & 10mm thk Tempered Glass handrail with specified accessories to complete the work in order according to the detail drawings and specifications and as instructud by the Architect.
189
190 | K190 | In 1200mm high at staircase | 12 | m
190
190 |  | Supply and installation S/S handrail with specified accessories to complete the work in order according to the detail drawings and specifications and as instructud by the Architect.
190
191 | K191 | In 1200 mm high at fire staircase | 9 | m
191
191 |  | Roof Terrace Level (+37700) to Lift Machine Room Level (+42350)
191
191 |  | DOORS
191
191 |  | Supply and install Natural Aluminium framed doors including necessary ironmongery and accessories as per the detail drawing and specifications.
191
191 |  | Carried Forward
191 |  | Brought Forward
191
192 |  | Aluminium framed glass single door with fixed glass on top, size 950mm x 3000mm type D2a | 2 | Nr
192
193 |  | Aluminium framed glass double door with fixed glass on top, size 1500mm x 3000mm type D7 | 1 | Nr
193
194 | K194 | Aluminium framed single sashed aluminium door, size 600mm x 2100mm, type AL1 | 3 | Nr
194
195 | K195 | Aluminium framed single sashed aluminium door, size 950mm x 2100mm, type AL2 | 2 | Nr
195
195 |  | Tempered Fixed Glass Panels
195
195 |  | Supply and install Tempered fixed glass panels including necessary ironmongery and accessories as per the detail drawing and specifications.
195
196 | K196 | Tempered fixed glass panels, size 4800mm x 3000mm, type FG5 | 1 | Nr
196
197 | K197 | Tempered fixed glass panels, size 900mm x 3000mm, type FG12 | 1 | Nr
197
198 | K198 | Tempered fixed glass panels, size 2700mm x 3000mm, type FG13 | 1 | Nr
198
199 | K199 | Tempered fixed glass panels, size 1200mm x 3000mm, type FG20 | 1 | Nr
199
200 | K200 | Tempered fixed glass panels, size 900mm x 900mm, type FG21 | 1 | Nr
200
200 |  | HAND RAILS
200
200 |  | Supply and installation S/S handrail with specified colour and accessories to complete the work in order according to the detail drawings and specifications and as instructud by the Architect.
200
201 | K201 | In 300mm high at plant trough area | 27 | m
201
201 |  | Supply and installation S/S & 10mm thk Tempered Glass handrail with specified accessories to complete the work in order according to the detail drawings and specifications and as instructud by the Architect.
201
202 | K202 | In 1200mm high at staircase | 12 | m
202
202 |  | Supply and installation S/S handrail with specified accessories to complete the work in order according to the detail drawings and specifications and as instructud by the Architect.
202
203 | K203 | In 1200 mm high at fire staircase | 9 | m
203
203
203
203
203
203
203
203
203 |  | Carried Forward
203 |  | Brought Forward
203
203 |  | Lift Machine Room Level (+42350) to Roof slab Level (+45000)
203
203 |  | DOORS
203
203 |  | Supply and install Natural Aluminium framed doors including necessary ironmongery and accessories as per the detail drawing and specifications.
203
204 | K204 | Aluminium framed single sashed aluminium door, size 600mm x 2100mm, type AL1 | 2 | Nr
204
205 | K205 | Aluminium framed single sashed aluminium door, size 950mm x 2100mm, type AL2 | 2 | Nr
205
206 | K206 | Aluminium framed glass single door with fixed glass on top, size 950mm x 3000mm type D2a | 1 | Nr
206
207 | K207 | Aluminium framed glass double door with fixed glass on top, size 1500mm x 3000mm type D7 | 2 | Nr
207
207 |  | Tempered Fixed Glass Panels
207
207 |  | Supply and install Tempered Fixed glass panels including necessary ironmongery and accessories as per the detail drawing and specifications.
207
208 | K208 | Tempered fixed glass panels, size 900mm x 2050mm, type FG18 | 4 | Nr
208
208 |  | HAND RAILS
208
208 |  | Supply and installation S/S glass handrail with specified colour and accessories to complete the work in order according to the detail drawings and specifications and as instructud by the Architect.
208
209 | K209 | In 1200mm high at Machine room level balcony | 15 | m
209
209 |  | Roof slab Level (+45000)
209
209 |  | HAND RAILS
209
209 |  | Supply and installation S/S glass handrail with specified colour and accessories to complete the work in order according to the detail drawings and specifications and as instructud by the Architect.
209
210 | K210 | In 1200mm high at Machine room level balcony | 65 | m
210 |  | K - NON STR. METAL WORK
210 |  | Total Carried To Summary

## L - Wood work
CONSTRUCTION OF THE CENTRAL COLD CHAIN FACILITY BUILDING WITH CLIMATE-FRIENDLY DESIGNS AT HULHUMALE LOT 11766
BILL OF QUANTITIES - BILL NO. 16
| Item No. | Description | Qty | Unit | Rate (MVR.) | Amount (MVR.)
L - WOOD WORK
General notes for pricing ;
0 |  | The tenderer is requested to refer general notes, pricing preambles, drawings, specifications, conditions of contract, special conditions of contract and all other relevant documents prior to pricing of the following items |  | Note
0
0 |  | All work in this section should be as per their respective detail drawings and should be complete as specified by the Engineer / Architect |  | Note
0
0 |  | Contractor shall provide necessary samples, shop drawings, relevant technical details of products and obtain the Engineer's approval prior to fabrications of any unit |  | Note
0
0 |  | All timber for wood works should be best of their kind thoroughly well seasoned & free from sap, shakes, cracks or dead knot |  | Note
0
0 |  | Timber used for the construction shall be approved species and finished as specified to the acceptance of the Consultant |  | Note
0
0 |  | It is a responsibility of the Contractor to check the sizes and the numbers physically at site prior to fabrications of any unit |  | Note
0
0 |  | Timber sizes shown in the drawing are the minimum sizes after planning. |  | Note
0
0 |  | Unless otherwise stated, Rate shall include for ;
0
0 |  | Rates shall include installation and installation of accessories, such as fixings, flashing, sealants, caulking and weather stripping, necessary for the satisfactory functioning of the whole |  | Note
0
0 |  | Carried Forward
0 |  | Brought Forward
0
0 |  | For doors ironmongery and other accessories shall be Dorma, kinglong or approved equivalent to complete the work |  | Note
0
0 |  | All Tinber doors including fire doors shall be 37mm in thickness solid timber doors or alternatively laminated doors of 42 mm in thickness complying with the fire regulations. . A vision panel of 6mm Georgian wired glass shall be incorporated to the fire door They shall have a fire rating of 90 minutes. |  | Note
0
0 |  | All fire doors shall include a panic bolt conforming BS 5725 Pt 1 or any other equavalent international standard and also include a Door closer.
0
0 |  | The fire doors and their related devices shall be approved by the MNDF fire and rescue service before installation. |  | Note
0
0
0 |  | Rate for wood work shall include , either for applying necessary stains ,, 2 coats of water based sealer and 2 top coats as specified and as shown on drawing to the approval of the Architect. Or applying aluminulm sealer and 2 coats of matt enamel paint as specified and as shown on drawing to the approval of the Architect. |  | Note
0
0
0
0 |  | Carried Forward
0 |  | Brought Forward
0
0
0
0 |  | DOORS
0
0 |  | Supply and installation of fire rated timber doors. Rate shall include all necessary ironmongery and accessories including painting with colourless preservative and finishing as per the detail drawing and specified by the Architect
0
0 |  | Ground Floor Level (+1200) to First Floor Level (+5250)
0
1 | L1 | Double sash fire rated timber door, size 1500mm x 2100mm, type FD1 | 2 | Nr
1
2 | L2 | Single sash fire rated timber door, size 950mm x 2100mm, type FD2 | 1 | Nr
2
2 |  | First Floor Level (+5250) to Second Floor Level (+9300)
2
3 | L3 | Double sash fire rated timber door, size 1500mm x 2100mm, type FD1 | 1 | Nr
3
4 | L4 | Single sash fire rated timber door, size 950mm x 2100mm, type FD2 | 1 | Nr
4
4 |  | Carried Forward
4 |  | Brought Forward
4
4 |  | Second Floor Level (+9300) to Third Floor Level (+13350)
4
5 | L5 | Double sash fire rated timber door, size 1500mm x 2100mm, type FD1 | 2 | Nr
5
6 | L6 | Single sash fire rated timber door, size 950mm x 2100mm, type FD2 | 1 | Nr
6
6 |  | Third Floor Level (+13350) to Fourth Floor Level (+17400)
6
7 | L7 | Double sash fire rated timber door, size 1500mm x 2100mm, type FD1 | 1 | Nr
7
8 | L8 | Single sash fire rated timber door, size 950mm x 2100mm, type FD2 | 1 | Nr
8 |  | Fourth Floor Level (+17400) to Fifth Floor Level (+21450)
8
9 | L9 | Timber framed timber double door with fixed timber panel on top, size 1500mm x 3000mm type D5 | 2 | Nr
9
10 | L10 | Timber framed timber single door with fixed timber panel on top, size 950mm x 3000mm type D6 | 1 | Nr
10
10 |  | Eighth Floor Level (+33600) to Roof Terrace Level (+37700)
10
11 | L11 | Double sash fire rated timber door, size 1500mm x 2100mm, type FD1 | 1 | Nr
11
12 | L12 | Timber framed timber double door with fixed timber panel on top, size 1500mm x 3000mm type D5 | 4 | Nr
12
13 | L13 | Timber framed timber single door with fixed timber panel on top, size 950mm x 3000mm type D6 | 1 | Nr
13
13 |  | Roof Terrace Level (+37700) to Lift Machine Room Level (+42350)
13
14 | L14 | Double sash fire rated timber door, size 1500mm x 2100mm, type FD1 | 1 | Nr
14
14 |  | Lift Machine Room Level (+42350) to Roof slab Level (+45000)
14
15 | L15 | Double sash fire rated timber door, size 1500mm x 2100mm, type FD1 | 1 | Nr
15
15 |  | L - WOOD WORK
15 |  | Total Carried To Summary

## M - Claddings
CONSTRUCTION OF THE CENTRAL COLD CHAIN FACILITY BUILDING WITH CLIMATE-FRIENDLY DESIGNS AT HULHUMALE LOT 11766
BILL OF QUANTITIES - BILL NO. 17
| Item No. | Description | Qty | Unit | Rate (MVR.) | Amount (MVR.)
M - CLADDINGS
General notes for pricing ;
0
0 |  | The tenderer is requested to refer general notes, pricing preambles, drawings, specifications, conditions of contract, special conditions of contract and all other relevant documents prior to pricing of the following items |  | Note
0
0 |  | All work in this section should be as per their respective detail drawings and should be complete as specified by the Engineer / Architect |  | Note
0
0 |  | Contractor shall provide necessary samples, shop drawings, relevant technical details of products and obtain the Engineer's approval prior to fabrications of any unit |  | Note
|  | The Tenderer shall submit the technical details with necessary shop drawing for the approval of the Engineer. |  | Note
|  | All work shall comply with relevant standards as stated in the architectural specification. |  | Note
|  | All cladding material shall be out of the brand "Alpolic " or "Alucobond" or eqivalent . |  | Note
Aluminium Cladding Panels
Supply and installation of 4mm thk Aluminium composite cladding panels as specified and as shown on the drawings. Rate shall include all necessary fixing arrangements,Al framework , accessories and finishing as per the detail drawing and colour specified by the Architect
0
0 |  | Carried Forward
0 |  | Brought Forward
0
0 |  | In Front Façade
0
1 | M1 | Ground Floor Level (+1200) to First Floor Level (+5250) | 69 | m2
2 | M2 | First Floor Level (+5250) to Second Floor Level (+9300) | 31 | m2
3 | M3 | Second Floor Level (+9300) to Third Floor Level (+13350) | 31 | m2
4 | M4 | Third Floor Level (+13350) to Fourth Floor Level (+17400) | 31 | m2
4 |  | In Rear Façade
4
5 | M5 | Ground Floor Level (+1200) to First Floor Level (+5250) | 81 | m2
6 | M6 | First Floor Level (+5250) to Second Floor Level (+9300) | 68 | m2
7 | M7 | Second Floor Level (+9300) to Third Floor Level (+13350) | 88 | m2
8 | M8 | Third Floor Level (+13350) to Fourth Floor Level (+17400) | 68 | m2
8 |  | In Right Façade
8
9 | M9 | Ground Floor Level (+1200) to First Floor Level (+5250) | 88 | m2
10 | M10 | First Floor Level (+5250) to Second Floor Level (+9300) | 57 | m2
11 | M11 | Second Floor Level (+9300) to Third Floor Level (+13350) | 61 | m2
12 | M12 | Third Floor Level (+13350) to Fourth Floor Level (+17400) | 57 | m2
12
12 |  | In left Façade
12
13 | M13 | Ground Floor Level (+1200) to First Floor Level (+5250) | 81 | m2
14 | M14 | First Floor Level (+5250) to Second Floor Level (+9300) | 94 | m2
15 | M15 | Second Floor Level (+9300) to Third Floor Level (+13350) | 98 | m2
16 | M16 | Third Floor Level (+13350) to Fourth Floor Level (+17400) | 94 | m2
16
16 |  | AL composite cladding panel horizontal fins
16
16 |  | 500mm wide, 125mm thick horizontal fins made out of 4mm thick 100mm x 50mm AL framework fixed with S/S 316 Anchor bolts and cladded with Aluminium composite panels with necessary structural sealant detailing as per the detailed drawings and fabricators detailing to the approval of the Engineer.
16
17 | M17 | Fourth Floor Level (+17400) to Fifth Floor Level (+21450) | 7.5 | m2
17
18 | M18 | Fifth Floor Level (+21450) to Sixth Floor Level (+25500) | 13 | m2
18
19 | M19 | Sixth Floor Level (+25500) to Seventh Floor Level (+29550) | 13 | m2
19
20 | M20 | Seventh Floor Level (+29550) to Eighth Floor Level (+33600) | 3.25 | m2
18 |  | Carried Forward
18 |  | Brought Forward
20
20 |  | AL composite cladding panel Vertical fins on rear facade
20
21 | M21 | 500mm wide, 125mm thick Vertical fins made out of 4mm thick 100mm x 50mm AL framework fixed with S/S 316 Anchor bolts and cladded with Aluminium composite panels with necessary structural sealant detailing as per the detailed drawings and fabricators detailing to the approval of the Engineer. | 32 | m2
Powder coated Aluminium mesh Decorative façade in front and right side facades
21
22 | M22 | Supply & installation of powder coated extruded metal Aluminium mesh panel with AL box bar frame work, necessary "L" brackets fixed to the concrete structure of the building using M10 S/S 316 anchor bolts, S/S 316 screws, nuts, bolts, AL riverts and necessary accessaries. | 270 | m2
0 |  | M - Claddings
12 |  | Total Carried To Summary
12

## P - Roof covering
CONSTRUCTION OF THE CENTRAL COLD CHAIN FACILITY BUILDING WITH CLIMATE-FRIENDLY DESIGNS AT HULHUMALE LOT 11766
BILL OF QUANTITIES - BILL NO. 18
| Item No. | Description | Qty | Unit | Rate (MVR.) | Amount (MVR.)
P - ROOF COVERING / PLUMBING
General notes for pricing ;
0
0 |  | The tenderer is requested to refer general notes, pricing preambles, drawings, specifications, conditions of contract, special conditions of contract and all other relevant documents prior to pricing of the following items |  | Note
0
|  | The roof sheeting brand shall be "Bluscope " or equivalent . |  | Note.
0 |  | Roof Terrace Level (+37700) to Lift Machine Room Level (+42350)
0
0 |  | Roof Covering
1 | P1 | Supply and installation of 0.47mm thk Zn/Al corrugated roofing sheet fixed on steel beams and rate shall include necessary all ties, brackets, anchors with screws suitable to climatic conditions of the location and 100mm thk 50 kg per cubic metre density heat reflective and sound absrbtion roof insulation (double sided aluminium foil - ACI.G.912 or equivalent) Laid on GI mesh as per the manufacturers specification including fixing to pitch 60, as shown on drawings and as instructed by the Engineer | 237 | m2
0
1 |  | Zn/ Al Flashing
0
2 | P2 | Supply and fixing of 0.47mm thk Zn/Al flashing, girth to be compliance and according to the standard specification and rate shall include necessary fixing arrangements as specified in specification and as shown on drawing. And rate shall include all connections, necessary paint finish, etc. as per the drawings and Engineer's Instructions. | 45 | m
0
0 |  | Carried Forward
0 |  | Brought Forward
2 |  | S/S and Aluminum lourvered canopies
0
2 |  | 1000mm wide Stainless steel and aluminium canopy above Aluminium windows with Stainless stell framework fabricated out of 8mm thick s/s 316 plate fixed to the wall withh s/s 316 anchorblots using 10mm thick s/s 316 " L brackets " welded to the frame and aluminuum elyptical louvres (100x 25mm) fixed at 50mm cc to stainless steel framework as per the detail drawings and specifications.
0
3 | P3 | Fourth Floor Level (+17400) to Fifth Floor Level (+21450) | 19 | m2
0
4 | P4 | Fifth Floor Level (+21450) to Sixth Floor Level (+25500) | 32 | m2
0
5 | P5 | Sixth Floor Level (+25500) to Seventh Floor Level (+29550) | 32 | m2
0
6 | P6 | Seventh Floor Level (+29550) to Eighth Floor Level (+33600) | 32 | m2
7 | P7 | Roof slab Level (+45000) | 15 | m2
6 |  | P - Roof Covering
#REF! |  | Total Carried To Summary
6
#REF!

## N - Partition
CONSTRUCTION OF THE CENTRAL COLD CHAIN FACILITY BUILDING WITH CLIMATE-FRIENDLY DESIGNS AT HULHUMALE LOT 11766
BILL OF QUANTITIES - BILL NO. 19
| Item No. | Description | Qty | Unit | Rate (MVR.) | Amount (MVR.)
N - PARTITIONS
General notes for pricing ;
0 |  | The tenderer is requested to refer general notes, pricing preambles, drawings, specifications, conditions of contract, special conditions of contract and all other relevant documents prior to pricing of the following items |  | Note
0
0 |  | All work in this section should be as per their respective detail drawings and should be complete as specified by the Engineer / Architect |  | Note
0
0 |  | Contractor shall provide necessary samples, shop drawings, relevant technical details of products and obtain the Engineer's approval prior to fabrications of any unit |  | Note
0
0 |  | All panel material as necessary shall be as per specification in an approved colour and manufacture to the approval of the Engineer. |  | Note
0
0 |  | The Tenderer shall submit the technical details with necessary shop drawing for the approval of the Engineer. |  | Note
0
0 |  | All work shall comply with relevant standards as stated in the architectural specification.
0
0 |  | Rate to include for necessary steel supporting system for the partitions from the slab soffit to ceiling level to mount the glass partitions where necessary as per the detail drawings and to the approval of the Architect |  | Note
0
0 |  | The contractor shall submit shop drawings for the approval of the Engineer, prior to fabrication. |  | Note
0
0 |  | All glass used for partions and doors shall be unless otherwise specified, Tempered glass and shall have a thickness of 12mm as specified.
0
0 |  | All samples shall be provided for approval by the Engineer prior to purchase of material. |  | Note
0
0 |  | Rate shall include for Ironmongery of Aprroved Quality, "Dorma", " Kinglong" or equivalent . The items that should be included in pricing shall be S/S 316, Type including, door locks, floor hinges, handles ,Door closers, patch fittings, etc.. |  | Note
0
0 |  | All u channels are to be S/s type 316, hairline finish. All u channels shall be 25mmx 50mm in size. |  | Note
0
0 |  | All u channels ,fixed glass panels to be supported with vertical fins and s/s Spider joints at all glass butt joints (Where appropiate) |  | Note
0
0 |  | All door handles shall be S/S square type , mirror finish |  | Note
0
0 |  | All glass panels shall be 12mm tempered glass ,(unless otherwise specified) and of good qulity glass, Type "Guardian", "Saint Gobaine " ,Pilkinton " or equivalent. |  | Note
0
0 |  | All screws, nuts, washers ,bolts, riverts and other fastning devices should be of s/s 316 . Aluminum alloy fastners may be used in lieu of S/S fastners where appropriate, with the written approval of the Engineer. |  | Note
0
0 |  | Rate to include for providing sundry items related to the work where necessary as required by the Engieer. |  | Note
0
0 |  | Rate shall include all miscellaneous works such as welding, cutting, bending, drilling, placing, anchoring and etc.…. To make complete installation as per the detail drawing and specification as specified by Architect |  | Note
0
0
0
0
0
0
0
0
0
0 |  | Carried Forward
0 |  | Brought Forward
0
0 |  | Washroom Partitions
0
0 |  | The make of the Washroom parttion system shall be "Besco"Mmarino" or equvalent.
0
0 |  | Supply and install of 12mm thk high pressure laminated panelled partition with 150mm high S/S adjustable legs, s/s legs including natural aluminium extrusion framework fixed to pilaster panals and fixing of inwardry swinging doors. Rate shall include all necessary ironmongery and accessories including painting and finishing as per the detail drawing and specified by the Architect
0
1 | N1 | Ground Floor Level (+1200) to First Floor Level (+5250) | 15 | m2
1
2 | N2 | First Floor Level (+5250) to Second Floor Level (+9300) | 20 | m2
2
2 |  | Tempered Glass Partitions
2
2 |  | Supply and install Tempered glass partitions with doors and rate shall include necessary ironmongeries, accessories and finishing as per the detail drawing and specifications. |  | Note
2
2 |  | Carried Forward
2 |  | Brought Forward
2
2 |  | Ground Floor Level (+1200) to First Floor Level (+5250)
2
3 | N3 | 12mm thk. Tempered glass partitions with 1800mm x 2100mm double sash door, size 4800mm x 3000mm, type P1 | 1 | Nr
3
4 | N4 | 12mm thk. Tempered glass partitions, size 990mm x 3000mm, type P3 | 1 | Nr
4
4 |  | First Floor Level (+5250) to Second Floor Level (+9300)
4
5 | N5 | 12mm thk. Tempered glass partitions with 1800mm x 2100mm double sash door, size 4800mm x 3000mm, type P1 | 1 | Nr
5
6 | N6 | 12mm thk. Tempered glass partitions with 1500mm x 2100mm double sash door, size 7850mm x 3000mm, type P8 | 1 | Nr
6
7 | N7 | 12mm thk. Tempered glass partitions with 1500mm x 2100mm double sash door, size 5820mm x 3000mm, type P9 | 1 | Nr
7
8 | N8 | 12mm thk. Tempered glass partitions, size 2150mm x 3000mm, type P10 | 1 | Nr
8
8
8
8
8
8
8 |  | Carried Forward
8 |  | Brought Forward
8
8 |  | Second Floor Level (+9300 to Third Floor Level (+13350)
8
9 | N9 | 12mm thk. Tempered glass partitions with 1800mm x 2100mm double sash door, size 4800mm x 3000mm, type P1 | 1 | Nr
9
9 |  | Third Floor Level (+13350) to Fourth Floor Level (+17400)
9
10 | N10 | 12mm thk. Tempered glass partitions with 1800mm x 2100mm double sash door, size 4800mm x 3000mm, type P1 | 1 | Nr
10
10
N - Partitions
Total Carried To Summary

## T - Finishes
CONSTRUCTION OF THE CENTRAL COLD CHAIN FACILITY BUILDING WITH CLIMATE-FRIENDLY DESIGNS AT HULHUMALE LOT 11766
BILL OF QUANTITIES - BILL NO. 20
| Item No. | Description | Qty | Unit | Rate (MVR.) | Amount (MVR.)
T - FLOOR, WALL AND CEILING FINISHES
General notes for pricing ;
0
0 |  | The rate shall include for all temporary rules, screeds, bedding, backing, grounds etc. for raking out joints of new brick work or hacking new concrete for key, internal and curved angles, joints between different surfaces arises quirks, inter sections between curved or irregular shapes |  | Note
0
0 |  | The contractor is advised to refer to the specification prior to pricing of this section of work |  | Note
0
0 |  | Unless otherwise measured separately rate shall include for reveals to openings and skirting |  | Note
0
0 |  | All samples shall be provided for approval by the Engineer prior to purchase of materials |  | Note
0
0 |  | All the prime cost given are excluding taxes |  | Note
0
0 |  | Unless otherwise measured separately rate shall include for all the work necessary for proper completion of the wall/floor finishes such as beds, levelling screeds, cleaning, filling etc. |  | Note
0
0 |  | All work in this section should be as per their respective detail drawings and should be to the entire satisfaction of consultant |  | Note
0
0 |  | All the work and rate should be completed and included with necessary fixing materials to complete the work in order (Eg.ironmongeries,nuts and bolts etc.) |  | Note
0
0 |  | Rate shall include for tile adhesive or approved equivalent for laying of tiles. |  | Note
0 |  | Carried Forward
0 |  | Brought Forward
0
0 |  | The rate shall include for "Threshold" to the joints in different materials and including "C" channels,"L" angles, "T" channels and other necessary accessories as per the detail drawings and specifications. No separate payment shall be made. Prior to construction, contractor is responsible on checking and coordinating the relevant Threshold detail for all the applicable areas. Based on thickness of different finishes and structural-build up. |  | Note
|  | All tiles shall be homogeneous porcelane tiles . |  | Note
|  | The rate for external plaster shall include for plaster grooves as per the drawings. |  | Note
0
0 |  | Ground Floor Level (+1200) to First Floor Level (+5250)
0
0 |  | FLOOR FINISHES
0 |  | Floor Tiling
0
1 | T1 | Supply and installation of 600X600 mm approved quality homogeneous porcelain tile (model to be decided and approved by the Architect) laid on 20 mm thick cement and sand 1:3 screeded bed and joint and pointing to match the colour of tiles as per the drawings, schedules and specification to the approval of the Engineer. | 70 | m2
1
2 | T2 | Supply and installation of 600X1200 mm approved quality homogeneous porcelain tile (model to be decided and approved by the Architect) laid on 20 mm thick cement and sand 1:3 screeded bed and joint and pointing to match the colour of tiles as per the drawings, schedules and specification to the approval of the Engineer.Rate shall include to form a tile nosing by pasting two tile layers at the nosing when used in stariway treads as detailed in drawings. ( Fire Staircase & lobby, Main Staircase & Disable ramp and Mainn Entrance to the building) | 75 | m2
2
3 | T3 | Supply and installation of 300X600 mm approved quality homogeneous porcelain tiles in washroom area (model to be decided and approved by the Architect) laid on 20 mm thick cement and sand 1:3 screeded bed and joint and pointing to match the colour of tiles as per the drawings, schedules and specification to the approval of the Engineer. | 26 | m2
3 |  | Carried Forward
3 |  | Brought Forward
3
3 |  | Epoxy Floor Finish
3
4 | T4 | Providing of Epoxy Floor coating finish (model to be decided and approved by the Architect) as per the drawings, schedules and specification to the approval of the Engineer. | 158 | m2
4
4 |  | Granite Floor Finish
4
5 | T5 | Providing of Granite Floor finish (model to be decided and approved by the Architect) as per the drawings, schedules and specification to the approval of the Engineer. (Reception & entrance lobby) | 65 | m2
6 | T6 | Providing of Rough Granite Floor finish (model to be decided and approved by the Architect) as per the drawings, schedules and specification to the approval of the Engineer. (main entrance steps, lobby & disable ramp) | 30 | m2
0
6 |  | Over the Vanity Counter
0
6 |  | Providing and fixing of Granite Slab on top of the RCC slab, including 20mm thk bull nosing and rate shall include supply and installation of 20mm thk 150mm high Granite Apron along the counter edges. All work shall be carried out in accordance with the approved drawings, schedules, and specifications, and to the satisfaction of the Engineer.
0
7 | T7 | Vanity counters; size 2000 x 600 mm | 2 | Nr
7
7 |  | Marking of Parking Slots
7
7 |  | Marking of parking slots and warning signs as per the drawings, schedules and specification to the approval of the Engineer.
7
8 | T8 | Loading ,un loading bay parking | 2 | Nr
8
8
8
8
8
8 |  | Carried Forward
8 |  | Brought Forward
8
8 |  | WALL FINISHES
8
8 |  | EXTERNAL WALL FINISHES
8
8 |  | External plastering
8
9 | T9 | Providing of Rough plaster finish to the external walls & attached columns, forming narrow widths, arises etc. as per the drawings, schedules and specification to the approval of the Engineer. | 305 | m2
9
9 |  | INTERNAL WALL FINISHES
9
9 |  | Internal plastering
9
10 | T10 | Smooth plaster in cement and sand 1:5 for walls & attached columns, forming narrow widths, arises etc. as per the drawings, schedules and specification to the approval of the Engineer. | 920 | m2
10
10 |  | Wall Tiling
10
10 |  | 300x600mm sized homogeneous Porcelain wall tiles on and including 20mm thick cement and sand (1:3) to slope and fixed with tile adhesive and joined and pointed with the tile grout with grooves in between joints.as specified and as shown on drawing.
10
11 | T11 | In bathroom walls | 80 | m2
11
11 |  | SKIRTING
11
11 |  | 100 mm (4") high skirting flushed with the wall finish.
11
12 | T12 | 100 mm (4") high Granite skirting as architectural specifications and in approved manufacture colour and quality as per drawings and Specifications and to the approval of the Engineer. | 35 | m
12
13 | T13 | 100 mm (4") high 600mm x 1200mm homogeneous porcelain tile skirting as architectural specifications and in approved manufacture colour and quality as per drawings and Specifications and to the approval of the Engineer. | 70 | m
13
14 | T14 | 100 mm (4") high 600mm x 600mm homogeneous porcelain tile skirting as architectural specifications and in approved manufacture colour and quality as per drawings and Specifications and to the approval of the Engineer. | 105 | m
14
15 | T15 | 100 mm (4") high epoxy cove skirting as architectural specifications and in approved manufacture colour and quality as per drawings and Specifications and to the approval of the Engineer. | 62 | m
15
15 |  | Carried Forward
15 |  | Brought Forward
15
15 |  | CEILING FINISHES
15
15 |  | Soffit plastering
15
16 | T16 | Smooth plaster in cement and sand 1:5 for soffits & attached beams as per the drawings, schedules and specification to the approval of the Engineer. | 156 | m2
16
16 |  | Metal Sheet Ceiling
16
17 | T17 | Supply and installation of 0.47mm thk 600x600mm perforated metal sheet ceiling - Grey colour as per the drawings, schedules and specification to the approval of the Engineer. | 115 | m2
17
18 | T18 | Supply and installation of 0.47mm thk 600x600mm perforated metal sheet ceiling - White colour as per the drawings, schedules and specification to the approval of the Engineer. | 26 | m2
18
18 |  | Mineral Fiber Ceiling
18
19 | T19 | Supply and installation of 15mm thk 600x600mm suspended mineral fiber ceiling as per the drawings, schedules and specification to the approval of the Engineer. | 72 | m2
19 |  | Metal Strip Ceiling
19
20 | T20 | Supply and installation of 0.47mm thk Metal Strip ceiling as per the drawings, schedules and specification to the approval of the Engineer. | 74 | m2
19
19 |  | First Floor Level (+5250) to Second Floor Level (+9300)
19
19 |  | FLOOR FINISHES
19
19 |  | Floor Tiling
19
20 | T20 | Supply and installation of 600X600 mm approved quality homogeneous porcelain tile (model to be decided and approved by the Architect) laid on 20 mm thick cement and sand 1:3 screeded bed and joint and pointing to match the colour of tiles as per the drawings, schedules and specification to the approval of the Engineer. | 48 | m2
20
20 |  | Carried Forward
20 |  | Brought Forward
20
21 | T21 | Supply and installation of 600X1200 mm approved quality homogeneous porcelain tile (model to be decided and approved by the Architect) laid on 20 mm thick cement and sand 1:3 screeded bed and joint and pointing to match the colour of tiles as per the drawings, schedules and specification to the approval of the Engineer. | 396 | m2
21
22 | T22 | Supply and installation of 300X600 mm approved quality homogeneous porcelain tiles in washroom area (model to be decided and approved by the Architect) laid on 20 mm thick cement and sand 1:3 screeded bed and joint and pointing to match the colour of tiles as per the drawings, schedules and specification to the approval of the Engineer. | 28 | m2
22
22 |  | Granite Finish
22
22 |  | Over the Vanity Counter
22
22 |  | Providing and fixing of Granite Slab on top of the RCC slab, including 20mm thk bull nosing and rate shall include supply and installation of 20mm thk 150mm high Granite Apron along the counter edges. All work shall be carried out in accordance with the approved drawings, schedules, and specifications, and to the satisfaction of the Engineer.
22
23 | T23 | Vanity counters; size 1800 x 600 mm | 2 | Nr
23
23 |  | Carried Forward
23 |  | Brought Forward
23
23
23 |  | WALL FINISHES
23
23 |  | EXTERNAL WALL FINISHES
23
23 |  | External plastering
23
24 | T24 | Providing of Rough plaster finish to the external walls & attached columns, forming narrow widths, arises etc. as per the drawings, schedules and specification to the approval of the Engineer. | 286 | m2
24
24 |  | INTERNAL WALL FINISHES
24
24 |  | Internal plastering
24
25 | T25 | Smooth plaster in cement and sand 1:5 for walls & attached columns, forming narrow widths, arises etc. as per the drawings, schedules and specification to the approval of the Engineer. | 1102 | m2
25
25 |  | Wall Tiling
25
25 |  | 300x600mm sized homogeneous Porcelain wall tiles on and including 20mm thick cement and sand (1:3) to slope and fixed with tile adhesive and joined and pointed with the tile grout with grooves in between joints.as specified and as shown on drawing.
25
26 | T26 | In bathroom walls | 65 | m2
26 |  | Carried Forward
26 |  | Brought Forward
26
26 |  | SKIRTING
26
26 |  | 100 mm (4") high skirting flushed with the wall finish.
26
27 | T27 | 100 mm (4") high 600mm x 1200mm homogeneous porcelain tile skirting as architectural specifications and in approved manufacture colour and quality as per drawings and Specifications and to the approval of the Engineer. | 289 | m
27
28 | T28 | 100 mm (4") high 600mm x 600mm homogeneous porcelain tile skirting as architectural specifications and in approved manufacture colour and quality as per drawings and Specifications and to the approval of the Engineer. | 58 | m
28
28 |  | CEILING FINISHES
28
28 |  | Metal Sheet Ceiling
28
29 | T29 | Supply and installation of 0.47mm thk 600x600mm perforated metal sheet ceiling - Grey colour as per the drawings, schedules and specification to the approval of the Engineer. | 228 | m2
29
30 | T30 | Supply and installation of 0.47mm thk 600x600mm perforated metal sheet ceiling - White colour as per the drawings, schedules and specification to the approval of the Engineer. | 29 | m2
30
30 |  | Mineral Fiber Ceiling
30
31 | T31 | Supply and installation of 15mm thk 600x600mm suspended mineral fiber ceiling as per the drawings, schedules and specification to the approval of the Engineer. | 226 | m2
31
31 |  | Metal Strip Ceiling
31
32 | T32 | Supply and installation of 0.47mm thk Metal Strip ceiling as per the drawings, schedules and specification to the approval of the Engineer. | 8 | m2
32
32 |  | Carried Forward
32 |  | Brought Forward
32
32 |  | Second Floor Level (+9300) to Third Floor Level (+13350)
32
32 |  | FLOOR FINISHES
32
32 |  | Floor Tiling
32
33 | T33 | Supply and installation of 600X600 mm approved quality homogeneous porcelain tile (model to be decided and approved by the Architect) laid on 20 mm thick cement and sand 1:3 screeded bed and joint and pointing to match the colour of tiles as per the drawings, schedules and specification to the approval of the Engineer. | 28 | m2
33
34 | T34 | Supply and installation of 600X1200 mm approved quality homogeneous porcelain tile (model to be decided and approved by the Architect) laid on 20 mm thick cement and sand 1:3 screeded bed and joint and pointing to match the colour of tiles as per the drawings, schedules and specification to the approval of the Engineer. | 438 | m2
34
35 | T35 | Supply and installation of 300X600 mm approved quality homogeneous porcelain tiles in washroom area (model to be decided and approved by the Architect) laid on 20 mm thick cement and sand 1:3 screeded bed and joint and pointing to match the colour of tiles as per the drawings, schedules and specification to the approval of the Engineer. | 9 | m2
35
35 |  | Granite Finish
35
35
35 |  | Carried Forward
35 |  | Brought Forward
35
35
35 |  | Over the Vanity Counter
35
35 |  | Providing and fixing of Granite Slab on top of the RCC slab, including 20mm thk bull nosing and rate shall include supply and installation of 20mm thk 150mm high Granite Apron along the counter edges. All work shall be carried out in accordance with the approved drawings, schedules, and specifications, and to the satisfaction of the Engineer.
35
36 | T36 | Vanity counters; size 1000 x 600 mm | 2 | Nr
36
36 |  | WALL FINISHES
36
36 |  | EXTERNAL WALL FINISHES
36
36 |  | External plastering
36
37 | T37 | Providing of Rough plaster finish to the external walls & attached columns, forming narrow widths, arises etc. as per the drawings, schedules and specification to the approval of the Engineer. | 312 | m2
37
37 |  | INTERNAL WALL FINISHES
37
37 |  | Internal plastering
37
38 | T38 | Smooth plaster in cement and sand 1:5 for walls & attached columns, forming narrow widths, arises etc. as per the drawings, schedules and specification to the approval of the Engineer. | 965 | m2
38
38 |  | Carried Forward
38 |  | Brought Forward
38
38 |  | Wall Tiling
38
38 |  | 300x600mm sized homogeneous Porcelain wall tiles on and including 20mm thick cement and sand (1:3) to slope and fixed with tile adhesive and joined and pointed with the tile grout with grooves in between joints.as specified and as shown on drawing.
38
39 | T39 | In bathroom walls | 36 | m2
39
39 |  | SKIRTING
39
39 |  | 100 mm (4") high skirting flushed with the wall finish.
39
39
40 | T40 | 100 mm (4") high 600mm x 1200mm homogeneous porcelain tile skirting as architectural specifications and in approved manufacture colour and quality as per drawings and Specifications and to the approval of the Engineer. | 252 | m
40
41 | T41 | 100 mm (4") high 600mm x 600mm homogeneous porcelain tile skirting as architectural specifications and in approved manufacture colour and quality as per drawings and Specifications and to the approval of the Engineer. | 42 | m
41
41 |  | CEILING FINISHES
41
41 |  | Metal Sheet Ceiling
41
42 | T42 | Supply and installation of 0.47mm thk 600x600mm perforated metal sheet ceiling - Grey colour as per the drawings, schedules and specification to the approval of the Engineer. | 78 | m2
42
43 | T43 | Supply and installation of 0.47mm thk 600x600mm perforated metal sheet ceiling - White colour as per the drawings, schedules and specification to the approval of the Engineer. | 250 | m2
43
43 |  | Mineral Fiber Ceiling
43
44 | T44 | Supply and installation of 15mm thk 600x600mm suspended mineral fiber ceiling as per the drawings, schedules and specification to the approval of the Engineer. | 165 | m2
44
44 |  | Carried Forward
44 |  | Brought Forward
44
44 |  | Metal Strip Ceiling
44
45 | T45 | Supply and installation of 0.47mm thk Metal Strip ceiling as per the drawings, schedules and specification to the approval of the Engineer. | 4 | m2
45
45 |  | Third Floor Level (+13350) to Fourth Floor Level (+17400)
45
45 |  | FLOOR FINISHES
45
45 |  | Floor Tiling
45
46 | T46 | Supply and installation of 600X600 mm approved quality homogeneous porcelain tile (model to be decided and approved by the Architect) laid on 20 mm thick cement and sand 1:3 screeded bed and joint and pointing to match the colour of tiles as per the drawings, schedules and specification to the approval of the Engineer. | 52 | m2
46
47 | T47 | Supply and installation of 600X1200 mm approved quality homogeneous porcelain tile (model to be decided and approved by the Architect) laid on 20 mm thick cement and sand 1:3 screeded bed and joint and pointing to match the colour of tiles as per the drawings, schedules and specification to the approval of the Engineer. | 445 | m2
47
48 | T48 | Supply and installation of 300X600 mm approved quality homogeneous porcelain tiles in washroom area (model to be decided and approved by the Architect) laid on 20 mm thick cement and sand 1:3 screeded bed and joint and pointing to match the colour of tiles as per the drawings, schedules and specification to the approval of the Engineer. | 10 | m2
48
48 |  | Carried Forward
48 |  | Brought Forward
48
48 |  | Granite Finish
48
48
48 |  | Over the Vanity Counter
48
48 |  | Providing and fixing of Granite Slab on top of the RCC slab, including 20mm thk bull nosing and rate shall include supply and installation of 20mm thk 150mm high Granite Apron along the counter edges. All work shall be carried out in accordance with the approved drawings, schedules, and specifications, and to the satisfaction of the Engineer.
48
49 | T49 | Vanity counters; size 1000 x 600 mm | 2 | Nr
49
49 |  | WALL FINISHES
49
49 |  | EXTERNAL WALL FINISHES
49
49 |  | External plastering
49
50 | T50 | Providing of Rough plaster finish to the external walls & attached columns, forming narrow widths, arises etc. as per the drawings, schedules and specification to the approval of the Engineer. | 225 | m2
50
50 |  | INTERNAL WALL FINISHES
50
50 |  | Internal plastering
50
51 | T51 | Smooth plaster in cement and sand 1:5 for walls & attached columns, forming narrow widths, arises etc. as per the drawings, schedules and specification to the approval of the Engineer. | 956 | m2
51 |  | Carried Forward
51 |  | Brought Forward
51
51 |  | Wall Tiling
51
51 |  | 300x600mm sized homogeneous Porcelain wall tiles on and including 20mm thick cement and sand (1:3) to slope and fixed with tile adhesive and joined and pointed with the tile grout with grooves in between joints.as specified and as shown on drawing.
51
52 | T52 | In bathroom walls | 36 | m2
52
52 |  | SKIRTING
52
52 |  | 100 mm (4") high skirting flushed with the wall finish.
52
52
53 | T53 | 100 mm (4") high 600mm x 1200mm homogeneous porcelain tile skirting as architectural specifications and in approved manufacture colour and quality as per drawings and Specifications and to the approval of the Engineer. | 253 | m
53
54 | T54 | 100 mm (4") high 600mm x 600mm homogeneous porcelain tile skirting as architectural specifications and in approved manufacture colour and quality as per drawings and Specifications and to the approval of the Engineer. | 64 | m
54
54 |  | CEILING FINISHES
54
54 |  | Metal Sheet Ceiling
54
55 | T55 | Supply and installation of 0.47mm thk 600x600mm perforated metal sheet ceiling - Grey colour as per the drawings, schedules and specification to the approval of the Engineer. | 86 | m2
55
56 | T56 | Supply and installation of 0.47mm thk 600x600mm perforated metal sheet ceiling - White colour as per the drawings, schedules and specification to the approval of the Engineer. | 10 | m2
56
56 |  | Carried Forward
56 |  | Brought Forward
56
56 |  | Mineral Fiber Ceiling
56
57 | T57 | Supply and installation of 15mm thk 600x600mm suspended mineral fiber ceiling as per the drawings, schedules and specification to the approval of the Engineer. | 374 | m2
57
57 |  | Metal Strip Ceiling
57
58 | T58 | Supply and installation of 0.47mm thk Metal Strip ceiling as per the drawings, schedules and specification to the approval of the Engineer. | 4 | m2
58
58 |  | Fourth Floor Level (+17400) to Fifth Floor Level (+21450)
58
58 |  | WALL FINISHES
58
58 |  | EXTERNAL WALL FINISHES
58
58 |  | External plastering
58
59 | T59 | Providing of Rough plaster finish to the external walls & attached columns, forming narrow widths, arises etc. as per the drawings, schedules and specification to the approval of the Engineer. | 212 | m2
59
59 |  | Fifth Floor Level (+21450) to Sixth Floor Level (+25500)
59
59
59 |  | WALL FINISHES
59
59 |  | EXTERNAL WALL FINISHES
59
59 |  | External plastering
59
60 | T60 | Providing of Rough plaster finish to the external walls & attached columns, forming narrow widths, arises etc. as per the drawings, schedules and specification to the approval of the Engineer. | 228 | m2
60
60 |  | Sixth Floor Level (+25500) to Seventh Floor Level (+29550)
60
60 |  | WALL FINISHES
60
60 |  | EXTERNAL WALL FINISHES
60
60 |  | External plastering
60
61 | T61 | Providing of Rough plaster finish to the external walls & attached columns, forming narrow widths, arises etc. as per the drawings, schedules and specification to the approval of the Engineer. | 228 | m2
61
61 |  | Seventh Floor Level (+29550) to Eighth Floor Level (+33600)
61
61 |  | WALL FINISHES
61
61 |  | EXTERNAL WALL FINISHES
61
61 |  | External plastering
61
62 | T62 | Providing of Rough plaster finish to the external walls & attached columns, forming narrow widths, arises etc. as per the drawings, schedules and specification to the approval of the Engineer. | 228 | m2
62
62 |  | Eighth Floor Level (+33600) to Roof Terrace Level (+37700)
62
62 |  | WALL FINISHES
62
62 |  | EXTERNAL WALL FINISHES
62
62 |  | External plastering
62
63 | T63 | Providing of Rough plaster finish to the external walls & attached columns, forming narrow widths, arises etc. as per the drawings, schedules and specification to the approval of the Engineer. | 378 | m2
63
63 |  | Roof Terrace Level (+37700) to Lift Machine Room Level (+42350)
63
63 |  | WALL FINISHES
63
63 |  | EXTERNAL WALL FINISHES
63
63 |  | External plastering
63
64 | T64 | Providing of Rough plaster finish to the external walls & attached columns, forming narrow widths, arises etc. as per the drawings, schedules and specification to the approval of the Engineer. | 370 | m2
64
64
64 |  | Lift Machine Room Level (+42350) to Roof slab Level (+45000)
64
64 |  | WALL FINISHES
64
64 |  | EXTERNAL WALL FINISHES
64
64 |  | External plastering
64
65 | T65 | Providing of Rough plaster finish to the external walls & attached columns, forming narrow widths, arises etc. as per the drawings, schedules and specification to the approval of the Engineer. | 96 | m2
65
65 |  | Above Roof Slab Level (+45000 )
65
65 |  | FLOOR FINISHES
65
65 |  | smooth Cemet rendering Floor Finish
65
66 | T66 | Providing of smooth cement floor finish as per the drawings, schedules and specification to the approval of the Engineer. | 190 | m2
66
67 | T67 | 100 mm (4") high skirting for smooth cement floor finish as architectural specifications and in approved manufacture colour and quality as per drawings and Specifications and to the approval of the Engineer. | 65 | m
T - FLOOR, WALL AND CEILING FINISHES
Total Carried To Summary

## V-PAINTING
CONSTRUCTION OF THE CENTRAL COLD CHAIN FACILITY BUILDING WITH CLIMATE-FRIENDLY DESIGNS AT HULHUMALE LOT 11766
BILL OF QUANTITIES - BILL NO. 21
| Item No. | Description | Qty | Unit | Rate (MVR.) | Amount (MVR.)
V - PAINTING WORK
General notes for pricing ;
0
0 |  | The Tenderer is requested to refer general notes, pricing preambles, drawings, specifications, conditions of contract, special conditions of contract and all other relevant documents prior to pricing of the following items |  | Note
0
0 |  | Contractor shall provide necessary samples , catalogs and the following details on paint with all technical details and relevant literature along with the Bid , |  | Note
0 |  | a. Type of paint and Nos. of top & base coats
0 |  | b. Brand
0 |  | c. Country of manufacture
0 |  | d. Colours available
0 |  | e. Method of application
0 |  | f. Form of guarantee (format)
0 |  | g. Sub Contractor
0
0 |  | Paint shall be approved manufacturer and colour |  | Note
0
0 |  | The Contractor shall submit a 10 year guarantee for all paint materials and application to the approval of the Engineer |  | Note
0
0 |  | Internal painting shall be interior quality emulsion paint in reputed manufacture to suit with the environment, climate and location of this project |  | Note
0 |  | Carried Forward
0 |  | Brought Forward
0
0 |  | Unless otherwise stated, Rate shall include for:
0
0 |  | Preparation of surface cleaning down, smoothing, knotting, stepping etc. protection of floors and fitting, removing and replacing door and window, furniture, and cleaning windows etc. upon completion |  | Note
0
0 |  | For reveals, narrow widths, bands, recesses, moldings and the like where over 300 mm wide |  | Note
0
0 |  | Unless otherwise measured separately under finishes putty for smoothing |  | Note
0
0 |  | WALL PAINTING
0
0 |  | Ground Floor Level (+1200) to First Floor Level (+5250)
0
0 |  | External Painting
0
0 |  | Prepare and apply exterior quality emulsion paint 5 coat system ( 1 coat of Alkali resistant sealer, 2 coats of elastomeric crack briding primer and 2 coats of weather resiistant external paint ) to an approved colour, texture and quality to external faces of walls,columns and Beams as specified. Complete the work as per the detail drawings. The paiting system shall have a 5 years warranty period against ,discoluration forming fungus and peeling of paints.
0
1 | V1 | To external surfaces of the wall | 305 | m2
1
1 |  | Internal Painting
1
1 |  | Prepare and apply two coat skim coat three coats of emulsion paint in approved colour, texture and quality to intenal faces of walls,columns as specified. Complete the work as per the detail drawings and specified by the Architect.
1
2 | V2 | Internal surfaces of wall (including sides and soffit of internal beams) | 920 | m2
2
3 | V3 | Soffit of slabs | 156 | m2
3 |  | Carried Forward
3 |  | Brought Forward
3
3 |  | Prepare and apply weather quality emulsion paint 5 coat system an approved colour, texture and quality to external faces of walls,columns and Beams as specified. Complete the work as per the detail drawings.
3
4 | V4 | to wall above tile in bath rooms | 50 | m2
4
4 |  | First Floor Level (+5250) to Second Floor Level (+9300)
4
4 |  | External Painting
4
4 |  | Prepare and apply exterior quality emulsion paint 5 coat system an approved colour, texture and quality to external faces of walls,columns and Beams as specified. Complete the work as per the detail drawings. The paiting system shall have a 5 years warranty period against ,discoluration forming fungus and peeling of paints.
4
5 | V5 | To external surfaces of the wall | 286 | m2
5
5 |  | Internal Painting
5
5 |  | Prepare and apply two coat skim coat three coats of emulsion paint in approved colour, texture and quality to intenal faces of walls,columns as specified. Complete the work as per the detail drawings and specified by the Architect.
5
6 | V6 | Internal surfaces of wall (including sides and soffit of internal beams) | 1102 | m2
6
6 |  | Prepare and apply weather quality emulsion paint 5 coat system an approved colour, texture and quality to external faces of walls,columns and Beams as specified. Complete the work as per the detail drawings.
6
7 | V7 | To wall above tile in bath rooms | 42 | m2
7 |  | Carried Forward
7 |  | Brought Forward
7
7 |  | Second Floor Level (+9300) to Third Floor Level (+13350)
7
7 |  | External Painting
7
7 |  | Prepare and apply exterior quality emulsion paint 5 coat system an approved colour, texture and quality to external faces of walls,columns and Beams as specified. Complete the work as per the detail drawings. The paiting system shall have a 5 years warranty period against ,discoluration forming fungus and peeling of paints.
7
8 | V8 | To external surfaces of the wall | 312 | m2
8
8 |  | Internal Painting
8
8 |  | Prepare and apply two coat skim coat three coats of emulsion paint in approved colour, texture and quality to intenal faces of walls,columns as specified. Complete the work as per the detail drawings and specified by the Architect.
8
9 | V9 | Internal surfaces of wall (including sides and soffit of internal beams) | 965 | m2
9
9 |  | Prepare and apply weather quality emulsion paint 5 coat system an approved colour, texture and quality to external faces of walls,columns and Beams as specified. Complete the work as per the detail drawings.
9
10 | V10 | To wall above tile in bath rooms | 22 | m2
10
10
10
10 |  | Carried Forward
10 |  | Brought Forward
10
10 |  | Third Floor Level (+13350) to Fourth Floor Level (+17400)
10
10 |  | External Painting
10
10 |  | Prepare and apply exterior quality emulsion paint 5 coat system an approved colour, texture and quality to external faces of walls,columns and Beams as specified. Complete the work as per the detail drawings. The paiting system shall have a 5 years warranty period against ,discoluration forming fungus and peeling of paints.
10
11 | V11 | To external surfaces of the wall | 225 | m2
11
11 |  | Internal Painting
11
11 |  | Prepare and apply two coat skim coat three coats of emulsion paint in approved colour, texture and quality to intenal faces of walls,columns as specified. Complete the work as per the detail drawings and specified by the Architect.
11
12 | V12 | Internal surfaces of wall (including sides and soffit of internal beams) | 956 | m2
12
12 |  | Prepare and apply weather quality emulsion paint 5 coat system an approved colour, texture and quality to external faces of walls,columns and Beams as specified. Complete the work as per the detail drawings.
13 | V13 | To wall above tile in bath rooms | 22 | m2
13
13 |  | Carried Forward
13 |  | Brought Forward
13 |  | Fourth Floor Level (+17400) to Fifth Floor Level (+21450)
13
13 |  | External Painting
13
13 |  | Prepare and apply exterior quality emulsion paint 5 coat system an approved colour, texture and quality to external faces of walls,columns and Beams as specified. Complete the work as per the detail drawings. The paiting system shall have a 5 years warranty period against ,discoluration forming fungus and peeling of paints.
14 | V14 | To external surfaces of the wall | 212 | m2
14
14 |  | Fifth Floor Level (+21450) to Sixth Floor Level (+25500)
14
14 |  | External Painting
14
14 |  | Prepare and apply exterior quality emulsion paint 5 coat system an approved colour, texture and quality to external faces of walls,columns and Beams as specified. Complete the work as per the detail drawings. The paiting system shall have a 5 years warranty period against ,discoluration forming fungus and peeling of paints.
14
15 | V15 | To external surfaces of the wall | 228 | m2
15
15 |  | Sixth Floor Level (+25500) to Seventh Floor Level (+29550)
15
15 |  | External Painting
15
15 |  | Prepare and apply exterior quality emulsion paint 5 coat system an approved colour, texture and quality to external faces of walls,columns and Beams as specified. Complete the work as per the detail drawings. The paiting system shall have a 5 years warranty period against ,discoluration forming fungus and peeling of paints.
15
16 | V16 | To external surfaces of the wall | 228 | m2
16
16 |  | Seventh Floor Level (+29550) to Eighth Floor Level (+33600)
16
16 |  | External Painting
16
16 |  | Prepare and apply exterior quality emulsion paint 5 coat system an approved colour, texture and quality to external faces of walls,columns and Beams as specified. Complete the work as per the detail drawings. The paiting system shall have a 5 years warranty period against ,discoluration forming fungus and peeling of paints.
16
17 | V17 | To external surfaces of the wall | 228 | m2
17
17 |  | Eighth Floor Level (+33600) to Roof Terrace Level (+37700)
17
17 |  | External Painting
17
17 |  | Prepare and apply exterior quality emulsion paint 5 coat system an approved colour, texture and quality to external faces of walls,columns and Beams as specified. Complete the work as per the detail drawings. The paiting system shall have a 5 years warranty period against ,discoluration forming fungus and peeling of paints.
18 | V18 | To external surfaces of the wall | 378 | m2
18
18 |  | Roof Terrace Level (+37700) to Lift Machine Room Level (+42350)
18
18 |  | External Painting
18
18 |  | Prepare and apply exterior quality emulsion paint 5 coat system an approved colour, texture and quality to external faces of walls,columns and Beams as specified. Complete the work as per the detail drawings. The paiting system shall have a 5 years warranty period against ,discoluration forming fungus and peeling of paints.
18
19 | V19 | To external surfaces of the wall | 370 | m2
19
19 |  | Lift Machine Room Level (+42350) to Roof slab Level (+45000)
19
19 |  | External Painting
19
19 |  | Prepare and apply exterior quality emulsion paint 5 coat system an approved colour, texture and quality to external faces of walls,columns and Beams as specified. Complete the work as per the detail drawings. The paiting system shall have a 5 years warranty period against ,discoluration forming fungus and peeling of paints.
19
20 | V20 | To external surfaces of the wall | 96 | m2
20
20
20
20
20
20
20
20
20
20
20
20
20
20
20
V - PAINTING WORK
Total Carried to Summary

## X - External Works
CONSTRUCTION OF THE CENTRAL COLD CHAIN FACILITY BUILDING WITH CLIMATE-FRIENDLY DESIGNS AT HULHUMALE LOT 11766
BILL OF QUANTITIES - BILL NO. 22
| Item No. | Description | Qty | Unit | Rate (MVR.) | Amount (MVR.)
X - EXTERNAL WORKS
General notes for pricing ;
0
0 |  | All external works to be carried out strictly according to the Engineer's specification and drawings |  | Note
0
0 |  | Prior to start of any work contractor shall physically verify all the sizes and dimensions at site and shall prepare necessary shop drawings and obtained the Engineer's approval |  | Note
0
0 |  | All the samples and specifications to be approved by the Engineer before using for any work at site related to this External Works trade |  | Note
0
0 |  | All the necessary activities required to complete the work in proper order should be considered during the pricing |  | Note
0
0 |  | The tenderer shall thoroughly examine all specifications , drawings and required to visit the site of proposed work before pricing this section. Tenderer shall price his rates and execute all works strictly confirming to the Engineers specification and the drawings. |  | Note
0
0 |  | Prior to any excavation the levels of the original surface shall be agreed by the Engineer and the Contractor; this agreement to be recorded in the drawings (the drawing should be prepared by the Contractor) to be signed by both parties |  | Note
0 |  | Carried Forward
0 |  | Brought Forward
0
0 |  | The Tenderer shall check and satisfy on ground water level and soil investigation report, limitation of transport, limitation of site, conditions of the existing road for possibility of transportation of heavy equipment etc., prior to pricing |  | Note
0
0 |  | Tenderer shall arrange suitable dumping sites and approvals as relevant for the transportation and dumping of excavated material off site |  | Note
0
0 |  | Filling and compaction should be carried out layer by layer.(Maximum should be 225mm) |  | Note
0
0 |  | Unless otherwise stated, Rate shall include for:
0
0 |  | Kerbs, edging and Paving work shall include for excavation , ramming , lifting , placing ,filling quarry dust and all the related work |  | Note
0
0 |  | Supply and laying of sweet soil with fertilizing to the specification of the supplier and maintaining period of 6 months for the plantations |  | Note
0
0 |  | Rate shall include all miscellaneous works such as welding, cutting, bending, drilling, placing, anchoring and etc.…. To make complete installation as per the detail drawing and specification as specified by Architect |  | Note
0
0 |  | Excavation will be measured net. Tenderer shall allow for any requirement of working spaces and difficulties in his rates |  | Note
0
0 |  | Disposal is not measured separately and the cost of disposal shall be included to relevant rates |  | Note
0 |  | Carried Forward
0 |  | Brought Forward
0
0 |  | For working space allowance to excavations, earthwork support if necessary |  | Note
0
0 |  | Part return fill in ram to excavations with available usable soil. |  | Note
0
0 |  | Backfilling to trench and pits with excavated earth free from vegetation and roots. Surface with suitable compaction method such as ramming, rolling etc. |  | Note
0
0 |  | Formwork and reinforcement will be measured separately unless otherwise stated |  | Note
0
0 |  | Lap length and wastage should be included to rate |  | Note
0
0 |  | The rate shall include for all temporary rules, screeds, bedding, backing, grounds etc. for raking out joints of new brick work or hacking new concrete for key, internal and curved angles, joints between different surfaces arises quirks, inter sections between curved or irregular shapes |  | Note
0
0 |  | Contractor shall maintenance a 06 months of all Turfing and Planting Items. |  | Note
0
0
0 |  | HARDSCAPING AND PAVING
0
0 |  | All the necessary activities required to complete the work in proper order should be considered during the pricing and as specified by the Architect.
0
0 |  | Jagged 100mm x 100mm x 60mm 30N/mm2 court yard paving stones with 125mm wide (wedge shape) concrete curb edge.paving for path way compressive strength on compacted Sand Layer laid on top of a levelled and well compacted earth sub base in specified areas as per the drawing and specification to complete all the work as per the Engineer's approval.
1 | X1 | Ground Floor Entry Area | 158 | m2
1
1 |  | 50mm thk Grade 25 Concrete facing with power trowelled non slippery doughnut finish to the RCC base in ramps, roads and other specified areass as per the drawing and specification to complete all the work as per the Engineer's approval.
1
2 | X2 | Ground Floor and basement Road & Ramps | 282 | m2
2
3 | X3 | Front Boundary gate as per Drawings & Specifications | 1 | Item
3
4 | X4 | Construction of the Boundary Wall around the perimter of the plot as per Drawings & Specifications | 115 | m
4
5 | X5 | Perimter Lighting and Light posts (06 Nos) - Refer Drawings | 1 | Item
5
5 |  | Bollards
5
6 | X6 | Supply and install bollards at designated locations, specifically positioned on either side of the basement entry outside the building, to prevent unauthorized vehicular access and ensure pedestrian safety. Bollards to be of approved material, finish, and dimensions as per project specifications and drawings. Installation to include all necessary excavation, concrete footing, alignment, and finishing works. | 1 | Item
6
6 |  | X - EXTERNAL WORKS
6 |  | Total Carried to Summary
6

## S- Adjustment
CONSTRUCTION OF THE CENTRAL COLD CHAIN FACILITY BUILDING WITH CLIMATE-FRIENDLY DESIGNS AT HULHUMALE LOT 11766
BILL OF QUANTITIES - BILL NO. 23A
| Item No. | Description | Qty | Unit | Rate (MVR.) | Amount (MVR.)
S - ADDITIONS AND OMMISSIONS
|  | The Bidder shall include the following adjustments to the priced Bills of Quantities: | Note
0
0 | S1 | Additions
0 |  | The bidder shall clearly state any additions to the total of the Bills of Quantities.
0
0 |  | These additions may include overheads, profit, contingencies, escalation, or other costs not explicitly measured in the BOQ.
0 |  | All additions shall be expressed separately in figures and in words.
|  | Additional Item No: 01 | Item | 1
| S2 | Omissions
The bidder shall clearly state any omissions or discounts proposed to be deducted from the total of the Bills of Quantities.
Omissions must be specified as separate line items to ensure transparency during evaluation.
All omissions shall be expressed separately in figures and in words.
|  | Ommission Item No: 01 | Item | 1
0 |  | Total Carried to Summary
0

## R - PS
CONSTRUCTION OF THE CENTRAL COLD CHAIN FACILITY BUILDING WITH CLIMATE-FRIENDLY DESIGNS AT HULHUMALE LOT 11766
BILL OF QUANTITIES - BILL NO. 23B
| Item No. | Description | Qty | Unit | Rate (MVR.) | Amount (MVR.)
R - PROVISIONAL SUMS
|  | The Bidder shall apply Attendence & Assistance amount and profit in Amount column and enter the total in the summary | Note
0
1 | R1 | Allow Provisional Sum for a roof structure & covering at the Eighth floor to cover the balcony, control room & storage room behind the auditorium. | P.sum | 1
1
2 | R2 | Add Profit … …..% | % | 1
2
3 | R3 | Add for attendance & assistance……% | Item | 1
3
4 | R4 | Allow Provisional Sum for external cladding works for Fourth floor to Machine Room Level. | P.sum | 1
4
5 | R5 | Add Profit … …..% | % | 1
5
6 | R6 | Add for attendance & assistance……% | Item | 1
| R | Allow Provisional Sum for Landscape work. | P.sum | 1
| R | Add Profit … …..% | % | 1
| R | Add for attendance & assistance……% | Item | 1
| R | Allow Provisional Sum for the rail above the Boundary wall | P.sum | 1
| R | Add Profit … …..% | % | 1
| R | Add for attendance & assistance……% | Item | 1
#REF! |  | R - PROVISIONAL SUMS
#REF! |  | Total Carried to Summary
#REF!

## SUPERSTRUCTURE SUMMARY
CONSTRUCTION OF THE CENTRAL COLD CHAIN FACILITY BUILDING WITH CLIMATE-FRIENDLY DESIGNS AT HULHUMALE LOT 11766
BILL OF QUANTITIES
SUPERSTRUCTURE SUMMARY
BILL NO. | DESCRIPTION | AMOUNT (MVR.)
Bill No. 11 | F - Concrete Works
Bill No. 12 | G - Masonry Work
Bill No. 13 | H - Water proofing
Bill No. 14 | J - Metal Work
Bill No. 15 | K - Non Structural Metal Work
Bill No. 16 | L - Wood Work
Bill No. 17 | M - Claddings
Bill No. 18 | N - Partitions
Bill No. 19 | P - Roof Covering
Bill No. 20 | T - Floor / Wall / Ceilling Finishes
Bill No. 21 | V - Painting
Bill No. 22 | X - External Works
SUB TOTAL
SUPERSTRUCTURE TOTAL CARRIED TO GRAND SUMMARY (WITHOUT TAXES)

## COVER - MEP
CONSTRUCTION OF THE CENTRAL COLD CHAIN FACILITY BUILDING WITH CLIMATE-FRIENDLY DESIGNS AT HULHUMALE LOT 11766
BILL OF QUANTITIES
MEP WORKS

## E - PLUMBING
CONSTRUCTION OF THE CENTRAL COLD CHAIN FACILITY BUILDING WITH CLIMATE-FRIENDLY DESIGNS AT HULHUMALE LOT 11766
BILL OF QUANTITIES - BILL NO. 24
| Item No. | Description | Qty | Unit | Rate (MVR.) | Amount (MVR.)
SUPERSTRUCTURE
Q- PLUMBING INSTALLATIONS
General notes for pricing ;
0 |  | The tenderers are requested to refer the general notes, pricing preambles, drawings, specifications, conditions of contract, special conditions of contract and all other relevant documents prior to pricing of the following items. |  | Note
0
0 |  | All equipment shall be guaranteed for a period of 12 months from the date of commissioning or date of practical completion of the project or handing over of the project which ever later. |  | Note
0
0 |  | The rate shall include for insurance during handling, remanding, transport, storage until ready for installation, delivery of equipment up to the point of installation and until handing over. |  | Note
0
0 |  | Rate for all pipes shall include all necessary pipe fittings, fittings necessary for proper maintenance all bracketing and all the accessories including excavation & backfilling (for underground services). |  | Note
0
0 |  | The rates shall include for comprehensive maintenance during defects liability period of 12 months from the date of handing over. |  | Note
|  | Rate shall include for supply, install, commissioning of Plumbing systems as per specifications and complete to working order with all connections to the entire satisfaction of the Engineer/ Consultant including training of Employer's staff. |  | Note
0
Carried Forward
Brought Forward
0 |  | Plumbing services installation to be carried out by a specialist experienced sub contractor acceptable to the Engineer. |  | Note
0
0 |  | The tenderers shall submit the following information on the items quoted for together with the tender. |  | Note
0 |  | 1. Make
0 |  | 2. Model Nos.
0 |  | 3. Technical data.(Refer specification for details)
0 |  | 4. Country of manufacture.
0 |  | 5. Delivery period.
0 |  | 6. Lead time for manufacturing.
0 |  | 7. Port of shipping.
8. CIF value of each item in foreign currency.
9. Optional items and their additional cost.
0 |  | (additional cost to be submitted separately)
0 |  | 10. Details of all special features.
0
0 |  | 3rd party certificate of 1 hour salt spray test shall be required for all G.I pipe supports and brackets. |  | Note
0 |  | It is the responsibility of the Contractor to maintain regular supplies of water and electricity, uninterrupted throughout the construction period to keep up to the agreed target dates/ completion schedule. |  | Note
0
0 |  | It is the responsibility of the Contractor to negotiate with relevant Authorities to obtain water supply, drainage and electricity connections, temporarily during construction and permanently afterwards. Though this item should include for negotiations, correspondence etc., actual cost of connections shall be borne by the Employer. |  | Note
Carried Forward
Brought Forward
0
0 |  | All uPVC pipes shall be conforming to requirements of new series of British standards BS EN 1452-1 to 5 |  | Note
0
0 |  | All pipes, fittings, valves, appliances joints and materials shall be (a) Selected to operate effectively under all nominal conditions likely to be experienced in the specific installation for the anticipated life of such installation and (b) Used in strict accordance with the manufacturer's recommendations |  | Note
0
0 |  | Rates for pipes shall include all pipe supports, hangers, saddles, brackets, screws, nails, tees, bends, sockets, reducers, painting with approved color, fixing material, cutting holes and chases in concrete/brick/block work, etc., any builders work require and making good in all trades unless otherwise measured separately. Rate shall also include excavation, laying, jointing, backfilling, warning tapes, reinstating surface to original conditions where applicable. |  | Note
0
0 |  | Rate shall include for all pipes, pipe fittings, Hot dipped galvanized GI brackets/supports. All plastic pipes exposed to direct sunlight shall be protected with UV resistant paint. |  | Note
0
0 |  | Rate for piping shall also include for all the bends, tees, cleaning eye, reducers, junctions...etc. and for testing of each length of piping. |  | Note
0
0 |  | Pipe Nominal (outside) diameters are given in mm |  | Note
0
0 |  | Carried Forward
0 |  | Brought Forward
0 |  | Rate shall include for providing puddle collar for any pipe passing through concrete or any masonry wall or slab. |  | Note
0
0 |  | All the work shall conform to the requirements of the relevant local Authorities. |  | Note
0
0 |  | Given booster pump capacity is indicative only. Pump head shall be decided based on the available pressure of the MWSC water supply connection at the building. Contractor to coordinate with the MWSC regarding the water connection to fire sump, building and booster pump matters. |  | Note
0
0 |  | All the work shall conform to the requirements of the relevant local Authorities. |  | Note
0
0 |  | All the valves used under this contract shall be of "PEGLER", "KITZ", "ECONOSTCO" or an equivalent make/Engineer approved quality. |  | Note
0
0 |  | All water meters shall be with in-built non return valve (if not non-return valve shall be provided separately). Minimum accuracy class shall be Class B (class 2 or R80). |  | Note
0
0 |  | Potable water: Booster pump main riser pipes and fittings shall be uPVC PNT14. All other cold water supply pipes and fittings shall be uPVC PNT11. |  | Note
0
0 |  | All hot water supply pipes and fittings shall be PPR PN 20. |  | Note
0 |  | Carried Forward
0 |  | Brought Forward
0
0 |  | All potable water supply (cold and hot water) pipes, fittings and accessories shall comply to WRAS or any other recognized international institution's certification which assures that relevant materials are suitable for potable water. |  | Note
0
0 |  | Sewer & waste: All pipes going under ground or laying in the concrete (except secondary concrete filling) shall be uPVC PNT 11. Above ground pipes including main stacks and vent pipes shall be uPVC PNT 7. |  | Note
0
0 |  | Storm water: All pipes going under ground or laying in the concrete (except secondary concrete filling) shall be uPVC PNT 11. Above ground pipes including main stacks shall be uPVC PNT 7. |  | Note
0
0 |  | All drip irrigation pipes and fittings shall be Low Density Polyethylene (LDPE). |  | Note
0
0 |  | Cold and Hot Water Supply System
0
0 |  | -2100 Basement Floor Level to +17400 Fourth Floor Level
0
0 |  | Supplying and laying of pipes from city main to Fire Sump
0
0 |  | Pipe Works
1 | Q1 | Supply and laying of uPVC PNT 11 or HDPE PN 10 pipes (including 110mm dia pipe header within the pump room) | 34 | m
1
1 |  | Carried Forward
1 |  | Brought Forward
1 |  | Valves (Pressure Rating PN 10)
2 | Q2 | 110mm dia. Ductile iron Gate valve | 3 | Nr
2
3 | Q3 | 110mm dia. Water meter | 1 | Nr
3
4 | Q4 | 110mm dia. Ball float valve | 1 | Nr
4
5 | Q5 | Allow for coordination works with MWSC for obtaining city water connection | 1 | Item
5
5 |  | Fire Water Sump - Capacity 50m3
6 | Q6 | Allow for providing pipe sleeves for all services, float switches/level controllers, ball float valves, drain pits, overflow pipe lines, provisions for electrical controlling, double protected type double seal cast iron manhole covers (heavy duty, BS EN 124 Class D400) with rubber beading (2 nos of access openings), galvanized MS rungs, vent pipe including cowls, approved sealed materials for holes, construction joints, water bar etc, all the items required to complete the job and coordination of the work during the construction of the sump. (Actual construction of the sump is covered in the main civil BOQ.) | 1 | Item
6
6 |  | Carried Forward
6 |  | Brought Forward
6 |  | Booster Pumps Set
7 | Q7 | Supplying and installation of Vertical Inline centrifugal booster pump set (Duty and Standby basis) including VSD for each pump ("Grundfos",KSB or an approved equivalent) for transferring water from city water line pipe header in the pump room up to roof top level, capable of delivering 1.5 l/s at 42m total head including pressure vessel as appropriate, pump mounted on steel base frame, isolation valves with strainers on suction lines, all valves as specified on both delivery & suction line. Pump controls shall be for automatic operation with auto - change over and manual override for sequential operation between the two pumps. Rate shall also include for all fittings, specials, supports, brackets, anchors etc.,. and pressure gauges. Pump control panel shall have all the protective devices such as MCCBs, ELCBs phase failure relay, overload relay, dry run protection etc.& accessories, all as specified & shown on drawings . All wetted parts of the pump shall be suitable for potable water applications (WRAS certified). | 1 | Item
7
7 |  | Booster pump head shall be decided based on the available MWSC delivery pressure at the pump room. Given pressure head is given considering the MWSC delivery pressure as 30m. Required to deliver water with a pressure of 1.5bar (15m) at the furthest water supply point at highest floor level as indicated on drawings. |  | Note
7
7 |  | Carried Forward
7 |  | Brought Forward
7 |  | All valves and fittings on pump delivery side shall be minimum of PN14, capable of handling 1.5 time the pump operating pressure. |  | Note
7
7 |  | Supply and laying of uPVC PNT 14 pipes.
8 | Q8 | 32mm dia. | 21 | m
8
9 | Q9 | 40mm dia. | 41 | m
9
10 | Q10 | 50mm dia. | 49 | m
10
10 |  | Supply and installation of Brass/Bronze PN16 Gate valves
11 | Q11 | 32mm dia. | 1 | Nr
11
12 | Q12 | 40mm dia. | 1 | Nr
12
13 | Q13 | 50mm dia. | 1 | Nr
13
13 |  | Others
14 | Q14 | Cost for flushing the entire pipe network before operating the system | 1 | Item
14
14 |  | +17400 Fourth Floor Level to +45000 Roof Level
14
14 |  | Pipe Works
14 |  | Supply and laying of uPVC PNT 14 pipes.
15 | Q15 | 25mm dia. | 29 | m
15
16 | Q16 | 32mm dia. | 14 | m
16
17 | Q17 | 40mm dia. | 37 | m
17
18 | Q18 | 50mm dia. | 49 | m
18
18 |  | Others
19 | Q19 | Cost for flushing the entire pipe network before operating the system | 1 | Item
19
19 |  | Carried Forward
19 |  | Brought Forward
19 |  | -2100 Basement Floor Level to +1200 Ground Floor Level
19
19 |  | Pipe Works
19 |  | Supply and laying of uPVC PNT 11 pipes.
20 | Q20 | 20mm dia. | 33 | m
20
21 | Q21 | 25mm dia. | 20 | m
21
22 | Q22 | 40mm dia. | 59 | m
22
23 | Q23 | 50mm dia. | 5 | m
23
23 |  | Valves
23 |  | Supply and installation of Brass/Bronze PN10 valves
24 | Q24 | 25mm dia. | 1 | Nr
24
25 | Q25 | 40mm dia. | 2 | Nr
25
26 | Q26 | 50mm dia. | 1 | Nr
26
26 |  | Supply and installation of Brass/Bronze PN10 Ball cock valves
27 | Q27 | 20mm dia. | 3 | Nr
27
27 |  | +1200 Ground Floor Level to +5250 First Floor Level
27
27 |  | Pipe Works
27 |  | Supply and laying of uPVC PNT 11 pipes.
28 | Q28 | 20mm dia. | 67 | m
28
29 | Q29 | 25mm dia. | 38 | m
29
30 | Q30 | 32mm dia. | 9 | m
30
31 | Q31 | 40mm dia. | 5 | m
30 |  | Carried Forward
30 |  | Brought Forward
31
31 |  | Valves
31 |  | Supply and installation of Brass/Bronze PN10 valves
32 | Q32 | 25mm dia. | 4 | Nr
32
33 | Q33 | 32mm dia. | 1 | Nr
33
33 |  | Supply and installation of Brass/Bronze PN10 Ball cock valves
34 | Q34 | 20mm dia. | 2 | Nr
34
34 |  | +5250 First Floor Level to +9300 Second Floor Level
34
34 |  | Pipe Works
34 |  | Supply and laying of uPVC PNT 11 pipes.
35 | Q35 | 20mm dia. | 74 | m
35
36 | Q36 | 25mm dia. | 31 | m
36
37 | Q37 | 32mm dia. | 18 | m
37
38 | Q38 | 40mm dia. | 4 | m
38
39 | Q39 | Supply and laying of 16mm dia. LDPE (PN10) pipes for drip irrigation systems. | 6 | m
39
40 | Q40 | Supply and laying of 20mm dia. PPR PN20 pipes for hot water supply in Feeding room. | 5 | m
40
40 |  | Valves
40 |  | Supply and installation of Brass/Bronze PN10 valves
41 | Q41 | 25mm dia. | 2 | Nr
41
42 | Q42 | 32mm dia. | 1 | Nr
42
42 |  | Carried Forward
42 |  | Brought Forward
42 |  | Supply and installation of Brass/Bronze PN10 Ball cock valves
43 | Q43 | 20mm dia. | 7 | Nr
43
43 |  | Supply and installation of Brass/Bronze PN10 Solenoid valves
44 | Q44 | 20mm dia. | 1 | Nr
44
45 | Q45 | Supply and installation of 20mm dia. Brass/Bronze PN10 Non-return valve for Geyser cold water supply line | 1 | Nr
45
46 | Q46 | Supply and installation of 10 litres capacity electrical storage Type water heaters with insulated tanks, safety release valves and all other necessary accessories and fittings complete with electrical power supply. Power socket outlet shall be provided by the electrical contractor. | 1 | Nr
46
46 |  | Flexible rubber tube shall be provided and fixed from the safety release valve up to the nearest floor gully or drain line |  | Note
46
46 |  | +9300 Second Floor Level to +13350 Third Floor Level
46
46 |  | Pipe Works
46 |  | Supply and laying of uPVC PNT 11 pipes.
47 | Q47 | 20mm dia. | 65 | m
47
48 | Q48 | 25mm dia. | 9 | m
48
49 | Q49 | 32mm dia. | 4 | m
49
50 | Q50 | Supply and laying of 16mm dia. LDPE (PN10) pipes for drip irrigation systems. | 4 | m
50
51 | Q51 | Supply and laying of 20mm dia. PPR PN20 pipes for hot water supply in Feeding room. | 5 | m
51
51
51
51 |  | Carried Forward
51 |  | Brought Forward
51 |  | Valves
51 |  | Supply and installation of Brass/Bronze PN10 valves
52 | Q52 | 25mm dia. | 2 | Nr
53 | Q53 | 32mm dia. | 1 | Nr
53
53 |  | Supply and installation of Brass/Bronze PN10 Ball cock valves
54 | Q54 | 20mm dia. | 5 | Nr
54
54 |  | Supply and installation of Brass/Bronze PN10 Solenoid valves
55 | Q55 | 20mm dia. | 1 | Nr
55
55 |  | +13350 Third Floor Level to +17400 Fourth Floor Level
55
55 |  | Pipe Works
55 |  | Supply and laying of uPVC PNT 11 pipes.
56 | Q56 | 20mm dia. | 46 | m
57 | Q57 | 25mm dia. | 9 | m
58 | Q58 | 32mm dia. | 3 | m
58
59 | Q59 | Supply and laying of 16mm dia. LDPE (PN10) pipes for drip irrigation systems. | 4 | m
59
59 |  | Valves
59 |  | Supply and installation of Brass/Bronze PN10 valves
60 | Q60 | 25mm dia. | 2 | Nr
61 | Q61 | 32mm dia. | 2 | Nr
61
61 |  | Supply and installation of Brass/Bronze PN10 Direct acting pressure reducing valves
62 | Q62 | 32mm dia. | 1 | Nr
62
62 |  | Supply and installation of Brass/Bronze PN10 Ball cock valves
63 | Q63 | 20mm dia. | 4 | Nr
63
63 |  | Supply and installation of Brass/Bronze PN10 Solenoid valves
64 | Q64 | 20mm dia. | 1 | Nr
64 |  | Carried Forward
64 |  | Brought Forward
64
64 |  | Sewer and Wastewater Disposal System
64
64 |  | -2100 Basement Floor Level to +17400 Fourth Floor Level
64 |  | Pipe Works (Aboveground)
64 |  | Supply and laying of uPVC PNT 7 pipes.
64
64 |  | Wastewater Pipes
65 | Q65 | 63mm dia. | 9 | m
65
66 | Q66 | 75mm dia. | 86 | m
66
66 |  | Sewer Pipes
67 | Q67 | 110mm dia. | 80 | m
67
67 |  | Vent Pipes
68 | Q68 | 32mm dia. | 5 | m
68
69 | Q69 | 50mm dia. | 48 | m
69
69 |  | Pipe Works (Underground)
69 |  | Supply and laying of uPVC PNT11 pipes.
69
69 |  | Wastewater Pipes
70 | Q70 | 75mm dia. | 6 | m
70
70 |  | Sewer Pipes
71 | Q71 | 110mm dia. | 30 | m
71
72 | Q72 | 160mm dia. | 2 | m
72
72 |  | Pumping Lines
72 |  | Supply and laying of uPVC PNT11 pipes.
73 | Q73 | 50mm dia. (aboveground) | 4 | m
73
74 | Q74 | 63mm dia. (aboveground) | 15 | m
74
75 | Q75 | 50mm dia. (underground) | 11 | m
75
76 | Q76 | 63mm dia. (underground) | 4 | m
76
76 |  | Carried Forward
76 |  | Brought Forward
76
76 |  | Gate Valve
77 | Q77 | Supply and installation of 75mm dia. cast iron PN10 gate valve for Fire sump drain | 1 | Nr
77
77 |  | Manholes
77
77 |  | Sewer Manhole
78 | Q78 | Reinforced Concrete water tight Manhole, 600mm x 600mm (Internal),100mm concrete base slab, 100mm concrete wall, with smooth plaster finish in cement and sand (1:3) on internal walls. Rate shall include for all the necessary excavation, back filling and forming pipe works to required gradient, all as per relevant detailed drawings and specifications..Cost only for 600mm x 600mm Heavy Duty Cast Iron double seal water tight Manhole cover (BS EN 124 Class D400) | 5 | Item
78
78 |  | Wastewater Manhole
79 | Q79 | Reinforced Concrete water tight Manhole, 450mm x 450mm (Internal),100mm concrete base slab, 100mm concrete wall, with smooth plaster finish in cement and sand (1:3) on internal walls. Rate shall include for all the necessary excavation, back filling and forming pipe works with water trap to required gradient, all as per relevant detailed drawings and specifications..Cost only for 450mm x 450mm Heavy Duty Cast Iron single seal water tight Manhole cover (BS EN 124 Class D400) | 3 | Item
79
79
79 |  | Carried Forward
79 |  | Brought Forward
79
79 |  | Interceptor Manhole
80 | Q80 | Reinforced Concrete water tight Interceptor manhole, 900mm x 900mm (Internal) with P trap,100mm concrete base slab, 100mm concrete wall, with smooth plaster finish in cement and sand (1:3) on internal walls. Rate shall include for all the necessary excavation, back filling and forming pipe works with water trap to required gradient, all as per relevant detailed drawings and specifications..Cost only for 900mm x 900mm Heavy Duty Cast Iron double seal water tight Manhole cover (BS EN 124 Class D400) | 1 | Item
80
80 |  | Others
81 | Q81 | Cost for flushing the entire pipe network before handing over the system. | 1 | Item
81
82 | Q82 | Allow for coordination works with relevant parties for city sewerage network connection | 1 | Item
82
82 |  | +17400 Fourth Floor Level to +45000 Roof Level
82
82 |  | Pipe Works (Underground)
82 |  | Supply and laying of uPVC PNT11 pipes.
82
82 |  | Wastewater Pipes
83 | Q83 | 63mm dia. | 3 | m
83
84 | Q84 | 75mm dia. | 8 | m
84
85 | Q85 | 110mm dia. | 66 | m
85
85 |  | Vent Cowls
85 |  | Supply and installation of uPVC vent cowls with anti mosquito netting to be fixed at top of the vent risers.
86 | Q86 | 63mm dia. | 1 | Nr
86
87 | Q87 | 75mm dia. | 2 | Nr
87
88 | Q88 | 110mm dia. | 2 | Nr
88
88 |  | Others
89 | Q89 | Cost for flushing the entire pipe network before handing over the system. | 1 | Item
89
89 |  | -2100 Basement Floor Level to +1200 Ground Floor Level
89 |  | Pipe Works (Underground)
89 |  | Supply and laying of uPVC PNT11 pipes.
89
89 |  | Wastewater Pipes
90 | Q90 | 63mm dia. | 3 | m
90
91 | Q91 | 75mm dia. | 3 | m
91
92 | Q92 | 110mm dia. | 66 | m
92
92 |  | Linear Drains
93 | Q93 | Supply and installation of 600mm heavy duty cast iron grating (BS EN 124 Class D400) for linear drains at ramps Cost only for Heavy Duty Cast Iron grating) | 35 | m
93
93 |  | Carried Forward
93 |  | Brought Forward
93
93 |  | Drain Outlets
94 | Q94 | Supply & Installation of 300mm x 300mm or 300mm dia. drain outlets with trap and Cast iron grating for linear drains, inclusive of necessary water proofing work including material. | 3 | Nr
94
95 | Q95 | Supply & Installation of 200mm x 200mm drain outlet with trap and Cast iron grating for pump room, inclusive of necessary water proofing work including material. | 1 | Nr
95
95 |  | Catch Pits
96 | Q96 | Supply and installation of 450mm medium duty cast iron grating (BS EN 124 Class C250) for 300mm x 300mm (internal) catch pits at Basement level (Construction of catch pits shall be measured under Civil BOQ) Cost only for Medium Duty Cast Iron grating) | 4 | Nr
96
96 |  | Pumping Pits
96 |  | Reinforced Concrete Pump pit of following sizes for collection of wastewater including single seal medium duty (BS EN Class C250) cast iron covers as required, 100mm concrete base slab 100mm concrete wall, with smooth plaster finish in cement and sand (1:3) on internal walls. Rate shall include for all the necessary excavation, back filling, pipe sleeves,etc..as per relevant detailed drawings and specifications. (pump pit structural detail to be approved by the structural Eng). Pit depths may be varied with the actual inverted levels at site.. Cost shall be given for the Medium Duty Cast Iron covers and pipe sleeves as required
96 |  | Carried Forward
96 |  | Brought Forward
96
97 | Q97 | Pumping Pit 01: 1.0m x 1.0m x 1.3m | 1 | Item
97
98 | Q98 | Pumping Pit 02: 1.0m x 1.0m x 1.1m | 1 | Item
98
98 |  | Submersible Pumps
98 |  | Supply and installation of submersible type wastewater drain pumps for above mentioned pump pits with following capacities (1 duty) including all necessary, arrangements (Guide Rail Pipe and Chain, SS strainer basket), control panel with all the safety devices such as MCCBs, ELCBs, phase failure relays etc, related wiring from Electrical contractor's isolator to pump control panel and submersible pumps, with all the other accessories required. . Pump capacities may be varied with the actual pipe lengths and inverted levels at site.
99 | Q99 | Pumping Pit 01: 2.5l/s at 7m head | 1 | Item
99
100 | Q100 | Pumping Pit 02: 2.0l/s at 7m head | 1 | Item
100
100 |  | Floor Gully
101 | Q101 | Supply & Installation of uPVC Trapped floor gulley, 150mm x 150mm stainless steel cover flushed with floor level, inclusive of necessary water proofing work including material. | 2 | Nr
101
101 |  | +1200 Ground Floor Level to +5250 First Floor Level
101 |  | Pipe Works (Aboveground)
101 |  | Supply and laying of uPVC PNT 7 pipes.
101
101 |  | Wastewater Pipes
102 | Q102 | 40mm dia. | 13 | m
103 | Q103 | 50mm dia. | 2 | m
104 | Q104 | 63mm dia. | 45 | m
105 | Q105 | 75mm dia. | 8 | m
105
105 |  | Sewer Pipes
106 | Q106 | 110mm dia. | 32 | m
106 |  | Carried Forward
106 |  | Brought Forward
106
106 |  | Floor Gully
107 | Q107 | Supply & Installation of uPVC Trapped floor gulley, 150mm x 150mm stainless steel cover flushed with floor level, inclusive of necessary water proofing work including material. | 11 | Nr
107
107 |  | +5250 First Floor Level to +9300 Second Floor Level
107 |  | Pipe Works (Aboveground)
107 |  | Supply and laying of uPVC PNT 7 pipes.
107
107 |  | Wastewater Pipes
108 | Q108 | 40mm dia. | 13 | m
109 | Q109 | 50mm dia. | 10 | m
110 | Q110 | 63mm dia. | 37 | m
110
110 |  | Sewer Pipes
111 | Q111 | 110mm dia. | 9 | m
111
111 |  | Floor Gully
112 | Q112 | Supply & Installation of uPVC Trapped floor gulley, 150mm x 150mm stainless steel cover flushed with floor level, inclusive of necessary water proofing work including material. | 10 | Nr
112
112 |  | +9300 Second Floor Level to +13350 Third Floor Level
112 |  | Pipe Works (Aboveground)
112 |  | Supply and laying of uPVC PNT 7 pipes.
112
112 |  | Wastewater Pipes
113 | Q113 | 40mm dia. | 5 | m
114 | Q114 | 50mm dia. | 9 | m
115 | Q115 | 63mm dia. | 59 | m
115
115 |  | Sewer Pipes
116 | Q116 | 110mm dia. | 5 | m
116
116 |  | Vent Pipes
117 | Q117 | 32mm dia. | 38 | m
117
117 |  | Carried Forward
117 |  | Brought Forward
117
117 |  | Floor Gully
118 | Q118 | Supply & Installation of uPVC Trapped floor gulley, 150mm x 150mm stainless steel cover flushed with floor level, inclusive of necessary water proofing work including material. | 13 | Nr
118
118 |  | +13550 Third Floor Level to +17400 Fourth Floor Level
118 |  | Pipe Works (Aboveground)
118 |  | Supply and laying of uPVC PNT 7 pipes.
118
118 |  | Wastewater Pipes
119 | Q119 | 40mm dia. | 5 | m
120 | Q120 | 63mm dia. | 31 | m
120 |  | Sewer Pipes
121 | Q121 | 110mm dia. | 5 | m
121
121 |  | Floor Gully
122 | Q122 | Supply & Installation of uPVC Trapped floor gulley, 150mm x 150mm stainless steel cover flushed with floor level, inclusive of necessary water proofing work including material. | 8 | Nr
122
122 |  | Storm Water Disposal System
122 |  |  |  | Note
122 |  | -2100 Basement Floor Level to +17400 Fourth Floor Level
122
122 |  | Pipe Works (Aboveground)
122 |  | Supply and laying of uPVC PNT 7 pipes.
122
123 | Q123 | 63mm dia. | 3 | m
124 | Q124 | 75mm dia. | 65 | m
125 | Q125 | 90mm dia. | 49 | m
126 | Q126 | 110mm dia. | 229 | m
127 | Q127 | 160mm dia. | 27 | m
127
127 |  | Pipe Works (Underground)
128 | Q128 | 110mm dia. | 2 | m
129 | Q129 | 160mm dia. | 2 | m
129
129 |  | Planter Drains
130 | Q130 | Supply & installation of 200mm x 200mm flat type planter drain with PVC/ABS grating including drain cell and geotextile layer. Outlet connection pipe size shall be 75mm dia. | 3 | Nr
130
131 | Q131 | Supply & installation of 200mm x 200mm dome type planter drain with PVC/ABS grating including drain cell and geotextile layer. Outlet connection pipe size shall be 75mm dia. | 3 | Nr
131
131 |  | Balcony Drain Outlets
132 | Q132 | Supply & installation of 150mm x 150mm square PVC/ABS balcony drain outlet with SS or ABS grating. Connection size shall be 63mm dia. | 3 | Nr
132
132 |  | Others
133 | Q133 | Cost for flushing the entire pipe network before handing over the system. | 1 | Item
133
133
133
133 |  | Carried Forward
133 |  | Brought Forward
133
133 |  | +17400 Fourth Floor Level to +45000 Roof Level
133
133 |  | Pipe Works (Aboveground)
133 |  | Supply and laying of uPVC PNT 7 pipes.
133
134 | Q134 | 63mm dia. | 9 | m
135 | Q135 | 75mm dia. | 45 | m
136 | Q136 | 90mm dia. | 9 | m
137 | Q137 | 110mm dia. | 303 | m
137
137 |  | Storm Water Drain Outlets
137
138 | Q138 | 300mm dia. Flat or dome type drain outlet with secured cast iron or ABS grating including necessary water proofing work etc. Outlet connection pipe size shall be 110mm dia. | 5 | Nr
138
139 | Q139 | 300mm x 300mm or 200mm x 200mm Flat type side drain outlet with secured cast iron or ABS grating including necessary water proofing work etc. Outlet connection pipe size shall be 110mm dia. | 4 | Nr
139
139 |  | Planter Drains
140 | Q140 | Supply & installation of 200mm x 200mm flat type planter drain with PVC/ABS grating including drain cell and geotextile layer. Outlet connection pipe size shall be 75mm dia. | 17 | Nr
140
141 | Q141 | Supply & installation of 200mm x 200mm dome type planter drain with PVC/ABS grating including drain cell and geotextile layer. Outlet connection pipe size shall be 75mm dia. | 17 | Nr
141
141 |  | Balcony Drain Outlets
142 | Q142 | Supply & installation of 150mm x 150mm square PVC/ABS balcony drain outlet with SS or ABS grating. Connection size shall be 63mm dia. | 10 | Nr
142 |  | Carried Forward
142 |  | Brought Forward
142
142 |  | Shoe Drains
143 | Q143 | Construction of 300mm x 50mm (starting depth) shoe drain at Roof level (Total length 24m approximately) | 1 | Item
143
143 |  | Others
144 | Q144 | Cost for flushing the entire pipe network before handing over the system. | 1 | Item
144
144 |  | Testing & Commissioning
145 | Q145 | Allow for testing and commissioning of All plumbing system items and submission of commissioning report, manuals and other documents in triplicate, including necessary accessories to complete to working order as per the detail drawings and specifications. | 1 | Item
145
145 |  | Builder's work
146 | Q146 | Allow for all builder's work for all plumbing systems including all necessary works & other civil construction works. | 1 | Item
146
146 |  | As-built drawings
147 | Q147 | Allow for submission of 3 sets of As-built drawings and e-copies, technical information and manuals | 1 | Item
147
147 |  | Shop drawings
148 | Q148 | Allow for submission of shop drawings (both hard copies and soft copies), technical literature of equipment and sample as instructed by the Engineer. | 1 | Item
148
148 |  | Any Other Items
148 |  | Allow for any other item not specified herein, but required for satisfactory operation of Plumbing systems.
148
148 |  | E- PLUMBING INSTALLATIONS
148 |  | Total Carried to Summary

## E - Sanitary fittings
CONSTRUCTION OF THE CENTRAL COLD CHAIN FACILITY BUILDING WITH CLIMATE-FRIENDLY DESIGNS AT HULHUMALE LOT 11766
BILL OF QUANTITIES - BILL NO. 25
| Item No. | Description | Qty | Unit | Rate (MVR.) | Amount (MVR.)
Q1- SANITARY FITTINGS & ACCESSORIES
General notes for pricing ;
0 |  | All the sanitary fillings & fixtures supplied and installed under this contract shall be TOTO, Hansgrohe standard or equivalent. |  | Note
0
0 |  | All toilet fittings selection, installation and requirements of appliances shall confirm to relevant BS EN or to be as specified in specifications and according to Architect/Engineer's approval and the supplied by a reputed supplier having minimum 5 years continuous business for the product. |  | Note
0
0 |  | The tenderer shall submit the following information on the items/ equipment/ fittings quoted for together with the tender. 1. Make 2. Model No. 3. Technical data 4. Country of manufacture 5. Delivery period 6. Lead time for manufacturing. |  | Note
0
0 |  | All taps, shower appliances, cocks and floor waste covers used in the plumbing installation shall be chromium plated brass or stainless steel. 5 Year warranty period shall be provided for those. |  | Note
0
0 |  | After sale service, reliability, availability and durability shall be the main consideration of the selection of items falling under this category |  | Note
0
0 |  | All sanitary fittings shall be subjected to approval of the Client and Architect. |  | Note
0
0 |  | All sanitary fittings shall be low flow type |  | Note
0
0 |  | All quantities given shall be verified and confirmed from Architect. |  | Note
0 |  | Carried Forward
0 |  | Brought Forward
0
0 |  | Toilet accessories shall be finalized with the toilet/wash room detail drawings with Architect/Client confirmation. |  | Note
0
0 |  | Bidder shall include the cost and quantity for any additional angle valves required for all installations to be in working order. Mention the purpose of the additional angle valve if any. |  | Note
0
0 |  | Bidder shall include the cost and quantity for any additional flexible hose required for all installations to be in working order. Mention the purpose of the additional flexible hose if any. |  | Note
0
0 |  | -2100 Basement Floor Level to +1200 Ground Floor Level
0
0 |  | Sanitary Fittings
1 | Q1.1 | Supply and installation of Bib tap with hose bib | 3 | Nr
1
1 |  | +1200 Ground Floor Level to +5250 First Floor Level
1
1 |  | Sanitary Fittings
2 | Q1.2 | Supplying and installation of ceramic round type Vanity Wash Basin complete with brackets, chromium plated tap, waste outlet, waste plug, chromium plated chain, chromium plated bottle trap inclusive of all the connections. | 4 | Nr
2
3 | Q1.3 | Supplying and installation of ceramic round type Pedestal Wash Basin complete with brackets, chromium plated tap, waste outlet, waste plug, chromium plated chain, chromium plated bottle trap inclusive of all the connections. | 1 | Nr
3
3 |  | Carried Forward
3 |  | Brought Forward
3
4 | Q1.4 | Supply and installation of ceramic, Floor mounted type close coupled Water Closet with cistern complete with P or S-trap of approved make with connectors and all other accessories. | 5 | Nr
4
5 | Q1.5 | Supplying and installation of ceramic Pedestal Type Wash basin (for the Disabled Toilet) complete with brackets, chromium plated tap, waste outlet, waste plug, chromium plated chain, chromium plated bottle trap inclusive of all the connections. | 1 | Nr
5
6 | Q1.6 | Supply and installation of ceramic, Floor mounted type close coupled Water Closet (for the Disabled Toilet) with cistern complete with P or S-trap of approved make with connectors and all other accessories including vertical and horizontal grab bars. | 1 | Nr
6
7 | Q1.7 | Supply and installation of stainless steel braided Bidet Shower with shower holder and all accessories. | 6 | Nr
7
8 | Q1.8 | Supply and installation of Bib tap with hose bib | 3 | Nr
8
9 | Q1.9 | Supply and installation of Angle valve for cold water connection | 18 | Nr
9
10 | Q1.10 | Supply and installation of stainless steel braided Flexible hose (minimum 40cm length) for cold water connection | 12 | Nr
10
10
10
10
10 |  | Carried Forward
10 |  | Brought Forward
10
10 |  | Toilet Accessories
10 |  | All toilet accessories and quantities shall be verified by the Architect. |  | Note
10
11 | Q1.11 | Supply and installation of frameless Mirrors fixed to wall as per the architectural detailed drawings. Size and the thickness of the mirrors shall be verified with the Architect. | 6 | Nr
11
12 | Q1.12 | Supply and installation of Soap Holder fixed to wall as per the architectural detailed drawings. | 4 | Nr
12
13 | Q1.13 | Supply and installation of Toilet paper holder fixed to wall as per the architectural detailed drawing. | 6 | Nr
13
14 | Q1.14 | Supply and installation of Stainless steel Towel rail fixed to wall as per the architectural detailed drawings. | 3 | Nr
14
15 | Q1.15 | Supply and installation of Robe hook fixed to wall as per the architectural detailed drawings. | 6 | Nr
15
16 | Q1.16 | Supply and installation of Veritcal grab bar for disabled toilet water closet | 1 | Nr
16
17 | Q1.17 | Supply and installation of Horizontal grab bar for disabled toilet water closet | 1 | Nr
17
17 |  | +5250 First Floor Level to +9300 Second Floor Level
17
17 |  | Sanitary Fittings
18 | Q1.18 | Supplying and installation of ceramic round type Vanity Wash Basin complete with brackets, chromium plated tap, waste outlet, waste plug, chromium plated chain, chromium plated bottle trap inclusive of all the connections. | 5 | Nr
18
18
18
18 |  | Carried Forward
18 |  | Brought Forward
18
19 | Q1.19 | Supplying and installation of ceramic square type Pedestal type Wash Basin complete with brackets, chromium plated tap, waste outlet, waste plug, chromium plated chain, chromium plated bottle trap inclusive of all the connections. | 2 | Nr
19
20 | Q1.20 | Supply and installation of ceramic, Floor mounted type close coupled Water Closet with cistern complete with P or S-trap of approved make with connectors and all other accessories. | 4 | Nr
20
21 | Q1.21 | Supplying and installation of ceramic round type Vanity Wash Basin complete with brackets, chromium plated mixture tap, waste outlet, waste plug, chromium plated chain, chromium plated bottle trap inclusive of all the connections (for feeding room). | 1 | Nr
21
22 | Q1.22 | Supply and installation of stainless steel braided Bidet Shower with shower holder and all accessories. | 4 | Nr
22
23 | Q1.23 | Supply and installation of Bib tap with hose bib | 2 | Nr
23
24 | Q1.24 | Supply and installation of Angle valve for cold water connection | 16 | Nr
24
24 |  | Cold water provision with angle valve shall be provided for Geyser in Feeding room |  | Note
24
24 |  | Angle valve is not considered for Geyser hot water discharge side |  | Note
24
25 | Q1.25 | Supply and installation of stainless steel braided Flexible hose (minimum 40cm length) for cold water connection | 12 | Nr
25
25 |  | Carried Forward
25 |  | Brought Forward
25
26 | Q1.26 | Supply and installation of stainless steel braided Flexible hose (minimum 40cm length) for hot water connection | 1 | Nr
26
26 |  | Flexible hoses shall be provided for cold and hot water supply provision of Geyser. |  | Note
26
26 |  | Toilet Accessories
26 |  | All toilet accessories and quantities shall be verified by the Architect. |  | Note
26
27 | Q1.27 | Supply and installation of frameless Mirrors fixed to wall as per the architectural detailed drawings. Size and the thickness of the mirrors shall be verified with the Architect. | 6 | Nr
27
28 | Q1.28 | Supply and installation of Soap Holder fixed to wall as per the architectural detailed drawings. | 6 | Nr
28
29 | Q1.29 | Supply and installation of Toilet paper holder fixed to wall as per the architectural detailed drawing. | 4 | Nr
29
30 | Q1.30 | Supply and installation of Stainless steel Towel rail fixed to wall as per the architectural detailed drawings. | 2 | Nr
30
31 | Q1.31 | Supply and installation of Robe hook fixed to wall as per the architectural detailed drawings. | 5 | Nr
31
31 |  | +9300 Second Floor Level to +13350 Third Floor Level
31
31 |  | Sanitary Fittings
32 | Q1.32 | Supplying and installation of ceramic round type Vanity Wash Basin complete with brackets, chromium plated tap, waste outlet, waste plug, chromium plated chain, chromium plated bottle trap inclusive of all the connections. | 2 | Nr
32
32 |  | Carried Forward
32 |  | Brought Forward
32
33 | Q1.33 | Supplying and installation of ceramic square type Vanity Wash Basin complete with brackets, chromium plated tap, waste outlet, waste plug, chromium plated chain, chromium plated bottle trap inclusive of all the connections. | 1 | Nr
33
34 | Q1.34 | Supply and installation of ceramic, Floor mounted type close coupled Water Closet with cistern complete with P or S-trap of approved make with connectors and all other accessories. | 2 | Nr
34
35 | Q1.35 | Supply & Installation of Shower of approved make including wall mounted shower head, shower slider, hand shower, wall connector, concealed valve, drain faucet (tap) with all other accessories | 2 | Nr
35
36 | Q1.36 | Supply and installation of stainless steel braided Bidet Shower with shower holder and all accessories. | 2 | Nr
36
37 | Q1.37 | Supply and installation of Bib tap with hose bib | 2 | Nr
37
38 | Q1.38 | Supply and installation of Angle valve for cold water connection | 5 | Nr
38
39 | Q1.39 | Supply and installation of stainless steel braided Flexible hose (minimum 40cm length) for cold water connection | 5 | Nr
39
39 |  | Toilet Accessories
39 |  | All toilet accessories and quantities shall be verified by the Architect. |  | Note
39
39
39 |  | Carried Forward
39 |  | Brought Forward
39
40 | Q1.40 | Supply and installation of frameless Mirrors fixed to wall as per the architectural detailed drawings. Size and the thickness of the mirrors shall be verified with the Architect. | 2 | Nr
40
41 | Q1.41 | Supply and installation of Soap Holder fixed to wall as per the architectural detailed drawings. | 3 | Nr
41
42 | Q1.42 | Supply and installation of Toilet paper holder fixed to wall as per the architectural detailed drawing. | 2 | Nr
42
43 | Q1.43 | Supply and installation of Stainless steel Towel rail fixed to wall as per the architectural detailed drawings. | 2 | Nr
43
44 | Q1.44 | Supply and installation of Robe hook fixed to wall as per the architectural detailed drawings. | 3 | Nr
44
44 |  | +13350 Third Floor Level to +17400 Fourth Floor Level
44
44 |  | Sanitary Fittings
45 | Q1.45 | Supplying and installation of ceramic round type Vanity Wash Basin complete with brackets, chromium plated tap, waste outlet, waste plug, chromium plated chain, chromium plated bottle trap inclusive of all the connections. | 2 | Nr
45
46 | Q1.46 | Supply and installation of ceramic, Floor mounted type close coupled Water Closet with cistern complete with P or S-trap of approved make with connectors and all other accessories. | 2 | Nr
46
46 |  | Carried Forward
46 |  | Brought Forward
46
47 | Q1.47 | Supply & Installation of Shower of approved make including wall mounted shower head, shower slider, hand shower, wall connector, concealed valve, drain faucet (tap) with all other accessories | 2 | Nr
47
48 | Q1.48 | Supply and installation of stainless steel braided Bidet Shower with shower holder and all accessories. | 2 | Nr
48
49 | Q1.49 | Supply and installation of Bib tap with hose bib | 2 | Nr
49
50 | Q1.50 | Supply and installation of Angle valve for cold water connection | 6 | Nr
50
51 | Q1.51 | Supply and installation of stainless steel braided Flexible hose (minimum 40cm length) for cold water connection | 4 | Nr
51
51 |  | Toilet Accessories
51 |  | All toilet accessories and quantities shall be verified by the Architect. |  | Note
51
52 | Q1.52 | Supply and installation of frameless Mirrors fixed to wall as per the architectural detailed drawings. Size and the thickness of the mirrors shall be verified with the Architect. | 2 | Nr
52
53 | Q1.53 | Supply and installation of Soap Holder fixed to wall as per the architectural detailed drawings. | 2 | Nr
53
54 | Q1.54 | Supply and installation of Toilet paper holder fixed to wall as per the architectural detailed drawing. | 2 | Nr
54
54
54 |  | Carried Forward
54 |  | Brought Forward
54
55 | Q1.55 | Supply and installation of Stainless steel Towel rail fixed to wall as per the architectural detailed drawings. | 2 | Nr
55
56 | Q1.56 | Supply and installation of Robe hook fixed to wall as per the architectural detailed drawings. | 3 | Nr
56
56 |  | Any Other Items
56 |  | The Contractor shall list here and price any Items shown on the drawings, mentioned in the specifications or required for the satisfactory completion of this section, but not mentioned herein.
56
56 |  | F- SANITARY FITTINGS & ACCESSORIES
Total Carried to Summary

## D - MVAC
CONSTRUCTION OF THE CENTRAL COLD CHAIN FACILITY BUILDING WITH CLIMATE-FRIENDLY DESIGNS AT HULHUMALE LOT 11766
BILL OF QUANTITIES - BILL NO. 26
| Item No. | Description | Qty | Unit | Rate (MVR.) | Amount (MVR.)
SUPERSTRUCTURE
R1- MVAC SERVICES INSTALLATIONS
General notes for pricing ;
0 |  | Allow for all cost of supply including CIF, CID, PAL, clearing charges, transport charges, erection, factory testing, site testing, commissioning as per specification and drawings and profits etc. |  | Note
0
0 |  | Allow for cost of providing security bonds, guaranties, insurance of personnel, property, material against accidents, damage, trespass or theft. |  | Note
0
0 |  | Allow for the cost of all temporary works such as scaffolding etc. associated civil and electrical works related to the installation work such as drilling of suitable holes in walls, breaking of any parts of walls and finishing works of the same such as plastering, painting, plinth works, etc. electrical power / control wiring, services connections, etc. |  | Note
0
0 |  | Allow for the cost of lifting of air conditioning equipment including Outdoor Units and Air Handling units to respective floors etc. by coordinating with the civil contractor. |  | Note
0
0 |  | Prior to pricing, the bidders are requested to study the technical specifications, terms and conditions of the contract, drawings, site visit etc of these items and familiarize with the full scope of work. |  | Note
0
0 |  | Carried Forward
0 |  | Brought Forward
0
0 |  | Prices quoted shall be for the complete and fully functioning system. The BOQ items are only for major equipments and the quoted price shall include for all the necessary items for the complete and fully functioning of the system. If the Bidder feels that certain items are required to fully functioning of the system, which are categorized at any BOQ item, it shall be specified and included. |  | Note
0
0 |  | Work includes the supply of all equipment and materials and the provision of plant, labour, docoments, drawings, services in connection with the work as set out in these documents and required for handing over an air conditioning and ventilation system which shall be fully opertional in every respect and intent. |  | Note
0
0 |  | Contractor shall price to necessary materials which requires to mitigate the sound level that generates from the mid static units (If required) |  | Note
0
0 |  | Contractor shall have before tendering verified ratings, sizes and dimensions of all components included and required inorder to achieve the design criteria. |  | Note
0
0 |  | The Contractor shall have when tendering verified all building and constructional details. |  | Note
0
0 |  | Price quoted for ducting shall deemed to include reducers, bends, tees, hangers, access doors, balancing dampers, volume control dampers, fire dampers, test holes and the like. |  | Note
0
0 |  | Price quoted for diffusers shall deemed to include flexible connections, flow dampers etc. |  | Note
0
0 |  | Price quoted for refrigerant pipes and drain pipes shall be deemed to include insulation and vapour barrier. |  | Note
0
0 |  | Carried Forward
0 |  | Brought Forward
0
0 |  | Price for all supply air ducts and return air ducts passing non-condition space shall be deemed to include insulation and vapour barrier. |  | Note
0
0 |  | Price for pipes and ducts in plant rooms and expose to the out door envirenment shall be deemed to include jacketing/ cladding and ancillaries with embossed aluminium and/or galvanized steel sheets. |  | Note
0
0 |  | Price for Air handling units and Fan coil units shall be deemed to include shut off valves, motorized valves, drain piping to main drain, connection to mains and associated ancillaries. |  | Note
0
0 |  | Prices quoted for the Air Conditioning and Ventilation equipment shall be deemed to include all interconnecting power and control cables and piping even if not specifically mentioned in the Bill of Quantities. |  | Note
0
0 |  | Allow for the cost for checking the initial performance of outdoor units and indoor units during the commissioning time period to comply with initial material specification. Separate report shall be submitted during the commissioning time period with aid of manufacturer. |  | Note
0
0 |  | Allow all the cost of supply and installation of vibration isolators for machines and equipments and mounting and hanging structures to prevent propergation of vibration to building structure and to avoid air born and structural born noise to the building. |  | Note
0
0 |  | All Major Equipement shall be BMS compatible units. (VRV System & AHU's and FCU's) |  | Note
0
0 |  | Carried Forward
0 |  | Brought Forward
0 |  | N.B. Power supply to Individual outdoor & indoor units will provided by the Electrical contractor. The A/C contractor shall include only the electrical work down stream of the power point provided by others. |  | Note
0
0 |  | VRV/VRF Air Conditioning System
0 |  | Supply cost shall include all cost for delivery of equipment to site. All cost of handling, transport, cost of electrical power / control wiring etc. and charges for mobile boom truck for lifting of AC equipment to relevant floor level and other port charges shall be included in the supply cost. Installation cost shall include all cost of installation including testing commissioning and maintenance of the equipment during the one year defects liability period.
0
0 |  | Outdoor Units
0 |  | Supply and installation of Air Cooled VRF/VRV outdoor units having following minimum capacities with multiple compressor, refrigerant R134a or R407C, R410A including all accessories given in the specifications. Outdoor unit shall meet the minimum efficiency requirements of ASHRAE Standard 90.1- 2022.
0 |  | “Factory coated Anti Corrosive” treatment (Blue Fins) for Al fins of Condenser Coils is mandatory and shall carry warranty of at least Five (5) years.
0 |  | The cabinet shall be constructed of galvanized steel sheet, baked with synthetic resin paint and weather proofed for corrosive protection.
0
0 |  | Carried Forward
0 |  | Brought Forward
0 |  | Fan Coil Units
0 |  | Fan Coil Units shall be tested and certified in accordance with AHRI Standard 440. (All units shall be compatible to connect with BMS system)
0 |  | Fan coil units complete with Filters, Thermostats, wireless remote controllers and drain pumps (if required)
0 |  | Contractor shall ensure to achieve the specified sound pressure level inside conditioned spaces. In any case the noise level excess the specified amount, contractor shall take the responsibility and without any additional cost those issues shall be rectified by the contractor.
0 |  | Note: For the ceiling concealed ducted units - All plenum box shall be internally insulated by acoustic insulations and internal acoustic insulation shall be applied at least first 3.0 m from the unit. The relevant prices shall be addressed under BOQ item number D153
0
0 |  | Basement Level to Ground Floor Level
0
0 |  | VRV-01 - Outdoor unit for Basement & Solar Panel Inverter Room Level (Indoor units located in solar panel inverter room level units are combined to this outdoor unit. Therefore, not able segregate these units from this outdoor units)
1 | R1.1 | Capacity: 22.0 kW | 1 | Nr
1
1 |  | Indoor Units - VRV 01
1 |  | Basement Floor
1 |  | Supply and installation of ceiling cassette type VRV fan coil units with drain pumps
1 |  | CCU-BF-01 & CCU-BF-04
2 | R1.2 | Cooling Capacity: 2.8 kW | 2 | Nr
2
2 |  | CCU-BF-02 & CCU-BF-03
3 | R1.3 | Cooling Capacity: 3.6 kW | 2 | Nr
3 |  | Carried Forward
3 |  | Brought Forward
3
3 |  | Supply and installation of wall mounted type VRV fan coil units
3 |  | WMU-BF-02
4 | R1.4 | Cooling Capacity: 3.6 kW | 1 | Nr
4
4 |  | Indoor Units - VRV 01
4 |  | Roof Top Floor (Solar Panel Inverter Room Level)
4 |  | Supply and installation of ceiling cassette type VRV fan coil units with drain pumps
4 |  | CCU-RT-01
5 | R1.5 | Cooling Capacity: 2.8 kW | 1 | Nr
5
5 |  | Supply and installation of wall mounted type VRV fan coil units
5 |  | WMU-RT-01
6 | R1.6 | Cooling Capacity: 2.8 kW | 1 | Nr
6
6 |  | Supply and Installation of Drain Piping from Indoor Units to nearest building waste drain riser in duct complete with uPVC type 600 pipes, U trap, fittings, 13 mm thick close cell elastomeric tube insulations, fixings, valves, etc with drain water pumps where necessary (Measure and pay item)
6
7 | R1.7 | 25 mm | 34 | m
7
7 |  | N.B. Refrigerant pipe quantities are to be obtained from the drawings to suit the offered indoor units and outdoor units and indicated in the quantity column as quantity offered.
8 | R1.8 | Supply and installation of 19 mm thick closed cell elastomeric insulated hard copper, refrigerent pipes to connect outdoor condensing units & indoor units including header branch, Y branch and other piping accessories and supports to complete the system | 1 | Item
8
8 |  | Carried Forward
8 |  | Brought Forward
8
8 |  | N.B. GI claddings are proposed to outside refrigerant pipes. GI Cladding quantities may vary according to site conditions. (Measure and pay item)
9 | R1.9 | Supply and Installation of GI Cladding for Insulating outside refregirant piping length | 12 | m
9
10 | R1.10 | Supply and installation of FRP Fibre-reinforced plastic tray to install copper pipes, drain pipes and cable inside the main riser with including all support and accessories | 1 | Item
10
11 | R1.11 | Supply and installation of [6"x2"] PVC wall exposed plastic casing for concealed the insulated Copper refirgerant pipes, electrical wiring and drain lines with necessary accessories. (Measure and pay item) | 20 | m
11
11 |  | Inverter Split Type Air Conditioning Units
11
11 |  | Supply and installation of inverter split type air conditioning unit consisting of Wall Mounted Type direct expansion fan coil unit in combination with air cooled condensing outdoor unit, having following minimum cooling capacities. complete with refrigerant pipes, insulation, wiring, drain pipes, PVC casing, mounting brackets and other necessary ancillary items as specified in drawings. Refrigerant shall be R134a, R407c, R410a or R32.
11 |  | WMU-BF-01
12 | R1.12 | Cooling Capacity: 3.6 Kw | 1 | Nr
12
12
12
12
12
12 |  | Carried Forward
12 |  | Brought Forward
12
12 |  | Exhaust Fans
12 |  | Note: All fans shall be complete with flexible connectors, hangers, mountings, vibration isolators, duct collars etc.
12 |  | Supply and installation of wall mounted axial flow exhaust fan with a weather resistant louver shutter/back draft shutter for following capacities. Rate shall include for back draft shutter, all fixtures and fittings required for complete fan installation
12 |  | Basement Floor
13 | R1.13 | Flow Rate - 134 L/s (WMEF-BF-01) | 1 | Nr
13
13 |  | Weather Resistant Louvers
13 |  | Supply and installation of Weather Resistant Louver for fresh air intakes having following neck sizes. Rate shall include for washable air filters (Pre Filters), VCD at fresh air intake, insect screen, all fixtures and fittings required for complete louver installation.
14 | R1.14 | 150mm (L) x 150mm (H) louvers | 1 | Nr
14
14 |  | Volume Control Dampers
14 |  | Supply and installation of GI volume control dampers within AHU supply air ducts, exhuast air ducts and fresh air ducts complete with suitable links, levers and quadrants for manual control of volume of air flow and for proper balancing of air distribution system. - W(mm) x H(mm)
15 | R1.15 | 150mm (W) x 150mm (H) louvers | 1 | Nr
15
15 |  | Ground Floor Level to First Floor Level
15
15 |  | VRV-02 - Outdoor unit for GF & 1F
16 | R1.16 | Capacity: 100.7 kW | 1 | Nr
16
16
16 |  | Carried Forward
16 |  | Brought Forward
16
16 |  | Indoor Units - VRV 02
16 |  | Ground Floor
16 |  | Supply and installation of ceiling concealed type ducted VRV fan coil units with ducted return and ducted air supply as per the drawing
16 |  | CCDU-GF-01
17 | R1.17 | Cooling Capacity: 3.6 kW | 1 | Nr
17
17 |  | Supply and installation of wall mounted type VRV fan coil units
17 |  | WMU-GF-01
18 | R1.18 | Cooling Capacity: 3.6 kW | 1 | Nr
18
18 |  | WMU-GF-04
19 | R1.19 | Cooling Capacity: 5.6 kW | 1 | Nr
19
19 |  | Supply and Installation of Drain Piping from Indoor Units to nearest building waste drain riser in duct complete with uPVC type 600 pipes, U trap, fittings, 13 mm thick close cell elastomeric tube insulations, fixings, valves, etc with drain water pumps where necessary (Measure and pay item)
19
20 | R1.20 | 25 mm | 26 | m
20
21 | R1.21 | 90 mm | 6 | m
21
21 |  | N.B. Refrigerant pipe quantities are to be obtained from the drawings to suit the offered indoor units and outdoor units and indicated in the quantity column as quantity offered.
22 | R1.22 | Supply and installation of 19 mm thick closed cell elastomeric insulated hard copper, refrigerent pipes to connect outdoor condensing units & indoor units including header branch, Y branch and other piping accessories and supports to complete the system | 1 | Item
22
22 |  | Carried Forward
22 |  | Brought Forward
22
22 |  | N.B. GI claddings are proposed to outside refrigerant pipes. GI Cladding quantities may vary according to site conditions. (Measure and pay item)
23 | R1.23 | Supply and Installation of GI Cladding for Insulating outside refregirant piping length | 12 | m
23
24 | R1.24 | Supply and installation of FRP Fibre-reinforced plastic tray to install copper pipes, drain pipes and cable inside the main riser with including all support and accessories | 1 | Item
24
25 | R1.25 | Supply and installation of [6"x2"] PVC wall exposed plastic casing for concealed the insulated Copper refirgerant pipes, electrical wiring and drain lines with necessary accessories. (Measure and pay item) | 27 | m
25
25 |  | Inverter Split Type Air Conditioning Units
25
25 |  | Supply and installation of inverter split type air conditioning unit consisting of Wall Mounted Type direct expansion fan coil unit in combination with air cooled condensing outdoor unit, having following minimum cooling capacities. complete with refrigerant pipes, insulation, wiring, drain pipes, PVC casing, mounting brackets and other necessary ancillary items as specified in drawings. Refrigerant shall be R134a, R407c, R410a or R32.
25
25 |  | WMU-GF-02
26 | R1.26 | Cooling Capacity: 2.8 Kw | 1 | Nr
26
26 |  | WMU-GF-04
27 | R1.27 | Cooling Capacity: 5.6 Kw | 1 | Nr
27
27 |  | Carried Forward
27 |  | Brought Forward
27
27 |  | Exhaust Fans
27 |  | Note: All fans shall be complete with flexible connectors, hangers, mountings, vibration isolators, duct collars etc.
27 |  | Supply and installation of wall mounted axial flow exhaust fan with a weather resistant louver shutter/back draft shutter for following capacities. Rate shall include for back draft shutter, all fixtures and fittings required for complete fan installation
27 |  | Ground Floor
28 | R1.28 | Flow Rate - 35 L/s (WMEF-GF-01, WMEF-GF-02) | 2 | Nr
28
29 | R1.29 | Flow Rate - 55 L/s (WMEF-GF-03) | 1 | Nr
29
30 | R1.30 | Flow Rate - 307 L/s (WMEF-GF-04&05) | 2 | Nr
30
31 | R1.31 | Flow Rate - 175 L/s (WMEF-GF-06) | 1 | Nr
31
31 |  | Supply and installation of single speed driven duct mounted axial flow exhaust fan with following capacities. Rate shall include for all fixtures and fittings required for complete fan installation.
31 |  | Ground Floor
32 | R1.32 | Flow Rate - 75 L/s, 100 Pa (EF-GF-01, EF-GF-02) | 2 | Nr
32
32 |  | Air Ducts
32 |  | Note: Rate for ducts shall include for insulation (where necessary), supports, hangers, acoustic lining where necessary, balancing dampers, volume control dampers, fire dampers, flexible connectors etc. for completion of installations.
32
32
32 |  | Carried Forward
32 |  | Brought Forward
32
32 |  | Supply & Return Air Duct System for FCU's
33 | R1.33 | Supply and installation of polyisocyanurate (PIR) foam pre-insulated duct panel of 20mm thick foam density 50 Kg/m3 and thermal conductivity of 0.02 W/mK. Both side faced with 80 micron thickness embassed Al faced with fire reting BS 476 part 6 & 7, class O including all fittings, tapes, sealent, flexible duct connections, etc complete in all respect. as per specification & drawings. (Measure and pay item) | 11 | m2
33
33 |  | Fresh Air and Exhaust Air Duct
34 | R1.34 | Supply and installation of non-insulated low pressure hot dipped galvanized steel duct work for outdoor air and exhaust air | 13 | m2
34
34 |  | Supply Slot Diffiusers & Return Air Slot Diffusers
34 |  | Supply and installation of Extruded Powder Coated Aluminium Rectangular Slot Diffusers and Flexible Connections for Supply and Return Air
34
35 | R1.35 | Slot width: 20mm & nos of Slots : 3, with hit & miss damper for supply air | 2 | m
35
36 | R1.36 | Slot width: 20mm & nos of Slots : 3, without damper for return air | 2 | m
36
36 |  | Disk Valves
36 |  | Supply and installation of powder coated Disk Valves with damper control. Rate shall include for all fixtures and fittings required for complete valve installation.
37 | R1.37 | 150 mm Diameter Disk Valve | 6 | Nr
37
37 |  | Carried Forward
37 |  | Brought Forward
37
37 |  | Weather Resistant Louvers
37 |  | Supply and installation of Weather Resistant Louver for exhaust air having following Neck Sizes. Rate shall include for all fixtures and fittings required for complete louver installation.
38 | R1.38 | 250mm (L) x 200mm (H) louvers | 2 | Nr
38
38 |  | Supply and installation of Weather Resistant Louver for fresh air intakes having following neck sizes. Rate shall include for washable air filters (Pre Filters), VCD at fresh air intake, insect screen, all fixtures and fittings required for complete louver installation.
39 | R1.39 | 150mm (L) x 150mm (H) louvers | 1 | Nr
39
39 |  | Door Under Cut Air Grill
39 |  | Supply and installation of weather resistant type powder coated Intake Air Grill. Rate shall include for all fixtures and fittings required for complete grill installation.
40 | R1.40 | 250mm (L) x 200mm (H) louvers | 2 | Nr
40
40 |  | Volume Control Dampers
40 |  | Supply and installation of GI volume control dampers within AHU supply air ducts, exhuast air ducts and fresh air ducts complete with suitable links, levers and quadrants for manual control of volume of air flow and for proper balancing of air distribution system. - W(mm) x H(mm)
41 | R1.41 | 150mm (W) x 150mm (H) louvers | 1 | Nr
41
41 |  | First Floor Level to Second Floor Level
41
41 |  | VRV-02 - Outdoor unit for GF & 1F
42 | R1.42 | Capacity: 100.7 kW | 1 | Nr
42
42 |  | Carried Forward
42 |  | Brought Forward
42
42 |  | Indoor Units - VRV 02
42 |  | First Floor
42 |  | Supply and installation of ceiling concealed type ducted VRV fan coil units with ducted return and ducted air supply as per the drawing
42 |  | CCDU-1F-01
43 | R1.43 | Cooling Capacity: 10.6 kW | 1 | Nr
43
43 |  | Supply and installation of ceiling cassette type VRV fan coil units with drain pumps
43 |  | CCU-1F-01, CCU-1F-11 & CCU-1F-12
44 | R1.44 | Cooling Capacity: 10.6 kW | 3 | Nr
44
44 |  | CCU-1F-02, CCU-1F-06,07 & 08 & CCU-1F-10
45 | R1.45 | Cooling Capacity: 5.6 kW | 5 | Nr
45
45 |  | CCU-1F-03, CCU-1F-04, CCU-1F-05 & CCU-1F-13
46 | R1.46 | Cooling Capacity: 2.8 kW | 4 | Nr
46
46 |  | CCU-1F-09
47 | R1.47 | Cooling Capacity: 7.1 kW | 1 | Nr
47
47 |  | Supply and Installation of Drain Piping from Indoor Units to nearest building waste drain riser in duct complete with uPVC type 600 pipes, U trap, fittings, 13 mm thick close cell elastomeric tube insulations, fixings, valves, etc with drain water pumps where necessary (Measure and pay item)
47
48 | R1.48 | 25 mm | 84 | m
48
49 | R1.49 | 32 mm | 15 | m
49
50 | R1.50 | 40 mm | 2 | m
50
50 |  | Carried Forward
50 |  | Brought Forward
50
50 |  | N.B. Refrigerant pipe quantities are to be obtained from the drawings to suit the offered indoor units and outdoor units and indicated in the quantity column as quantity offered.
51 | R1.51 | Supply and installation of 19 mm thick closed cell elastomeric insulated hard copper, refrigerent pipes to connect outdoor condensing units & indoor units including header branch, Y branch and other piping accessories and supports to complete the system | 1 | Item
51 |  | N.B. GI claddings are proposed to outside refrigerant pipes. GI Cladding quantities may vary according to site conditions. (Measure and pay item)
52 | R1.52 | Supply and Installation of GI Cladding for Insulating outside refregirant piping length | 12 | m
52
53 | R1.53 | Supply and installation of FRP Fibre-reinforced plastic tray to install copper pipes, drain pipes and cable inside the main riser with including all support and accessories | 1 | Item
53
54 | R1.54 | Supply and installation of [6"x2"] PVC wall exposed plastic casing for concealed the insulated Copper refirgerant pipes, electrical wiring and drain lines with necessary accessories. (Measure and pay item) | 14 | m
54
54
54
54
54
54
54
54
54
54 |  | Carried Forward
54 |  | Brought Forward
54
54 |  | Exhaust Fans
54 |  | Note: All fans shall be complete with flexible connectors, hangers, mountings, vibration isolators, duct collars etc.
54 |  | Supply and installation of wall mounted axial flow exhaust fan with a weather resistant louver shutter/back draft shutter for following capacities. Rate shall include for back draft shutter, all fixtures and fittings required for complete fan installation
54 |  | First Floor
55 | R1.55 | Flow Rate - 82 L/s (WMEF-1F-01) | 1 | Nr
55
56 | R1.56 | Flow Rate - 249 L/s (WMEF-1F-02) | 1 | Nr
56
56 |  | Supply and installation of single speed driven duct mounted axial flow exhaust fan with following capacities. Rate shall include for all fixtures and fittings required for complete fan installation.
56 |  | First Floor
57 | R1.57 | Flow Rate - 100 L/s, 120 Pa (EF-1F-01, EF-1F-02) | 2 | Nr
57
57 |  | Fresh Air Fans
57 |  | Note: All fans shall be complete with flexible connectors, hangers, mountings, vibration isolators, duct collars etc.
57 |  | Supply and installation of single speed driven duct mounted axial flow fresh air fan with following capacities. Rate shall include for all fixtures and fittings required for complete fan installation.
57 |  | First Floor
58 | R1.58 | Flow Rate - 430 L/s, 220 Pa | 1 | Nr
58
58
58
58 |  | Carried Forward
58 |  | Brought Forward
58
58 |  | Air Ducts
58 |  | Note: Rate for ducts shall include for insulation (where necessary), supports, hangers, acoustic lining where necessary, balancing dampers, volume control dampers, fire dampers, flexible connectors etc. for completion of installations.
58 |  | Supply & Return Air Duct System for FCU's
59 | R1.59 | Supply and installation of polyisocyanurate (PIR) foam pre-insulated duct panel of 20mm thick foam density 50 Kg/m3 and thermal conductivity of 0.02 W/mK. Both side faced with 80 micron thickness embassed Al faced with fire reting BS 476 part 6 & 7, class O including all fittings, tapes, sealent, flexible duct connections, etc complete in all respect. as per specification & drawings. (Measure and pay item) | 14 | m2
59
59 |  | Fresh Air and Exhaust Air Duct
60 | R1.60 | Supply and installation of non-insulated low pressure hot dipped galvanized steel duct work for outdoor air and exhaust air | 92 | m2
60
60 |  | Supply Slot Diffiusers & Return Air Slot Diffusers
60 |  | Supply and installation of Extruded Powder Coated Aluminium Rectangular Slot Diffusers and Flexible Connections for Supply and Return Air
61 | R1.61 | Slot width: 20mm & nos of Slots : 4, with hit & miss damper for supply air | 5 | m
61
62 | R1.62 | Slot width: 20mm & nos of Slots : 4, without damper for return air | 5 | m
62
62
62 |  | Carried Forward
62 |  | Brought Forward
62
62 |  | Disk Valves
62 |  | Supply and installation of powder coated Disk Valves with damper control. Rate shall include for all fixtures and fittings required for complete valve installation.
63 | R1.63 | 150 mm Diameter Disk Valve | 8 | Nr
63
63 |  | Weather Resistant Louvers
63 |  | Supply and installation of Weather Resistant Louver for exhaust air having following Neck Sizes. Rate shall include for all fixtures and fittings required for complete louver installation.
64 | R1.64 | 250mm (L) x 250mm (H) louvers | 2 | Nr
64
64 |  | Supply and installation of Weather Resistant Louver for fresh air intakes having following neck sizes. Rate shall include for washable air filters (Pre Filters), VCD at fresh air intake, insect screen, all fixtures and fittings required for complete louver installation.
65 | R1.65 | 800mm (L) x 450mm (H) louvers | 1 | Nr
65
65 |  | Door Under Cut Air Grill
65 |  | Supply and installation of weather resistant type powder coated Intake Air Grill. Rate shall include for all fixtures and fittings required for complete grill installation.
66 | R1.66 | 250mm (L) x 250mm (H) louvers | 2 | Nr
66
66 |  | Volume Control Dampers
66 |  | Supply and installation of GI volume control dampers within AHU supply air ducts, exhuast air ducts and fresh air ducts complete with suitable links, levers and quadrants for manual control of volume of air flow and for proper balancing of air distribution system. - W(mm) x H(mm)
66 |  | Carried Forward
66 |  | Brought Forward
66
67 | R1.67 | 150mm (W) x 150mm (H) louvers | 14 | Nr
67
68 | R1.68 | 200mm (W) x 150mm (H) louvers | 1 | Nr
68
69 | R1.69 | 250mm (W) x 200mm (H) louvers | 1 | Nr
69
70 | R1.70 | 400mm (W) x 250mm (H) louvers | 1 | Nr
70
70 |  | Second Floor Level to Third Floor Level
70
70 |  | VRV-03 - Outdoor unit for 2F
71 | R1.71 | Capacity: 89.4 kW | 1 | Nr
71
71 |  | Indoor Units - VRV 03
71 |  | Second Floor
71 |  | Air Handling Units
71 |  | Supply and installation of hanging type horizontal configuration and horizontal blow type (as per the site condition), medium pressure Variable Air Volume (VAV) type Air Handling Unit (AHU) (VSD Fans and VSD controller) for vaccine packing area in Second Floor complete with suitable Control Valve (including the Valve Actuator), Test Ports, Thermal Bridge Profile, Access Doors, Mixing Box,Filter Modules, Vibration Isolators, Neoprene Pads, and all other accessories to complete the installation as specified in the specifications & drawings.
71
71 |  | AHU Panel insulation thickness: 50mm and the fan motor shall be compatible for VSD applications. Air handling units shall conform to AHRI Standard 430-2014. External Static Pressure (ESP) calculation report shall be submitted before material ordering process once finalize the all shop drawings. AHU shall be suitable for clean room applications (ASHRAE Clean Room Spaces/ISO 14644-1). Relevant proof materials shall be submitted along with the technical submission.
71
71 |  | Carried Forward
71 |  | Brought Forward
71
71 |  | AHU shall be sound proof type and relevant sound proof material shall be quoted in this item due to fixing in the same space.
71
71 |  | AHU-2F-01
71 |  | Total Cooling Capacity : 9.6 kW
71 |  | Sensible Cooling Capacity : 7.3 kW
71 |  | Sensible Heat Ratio : 0.76
71 |  | Air flow rate : 642 L/s
71 |  | Outdoor Air : 47 L/s
71 |  | External static pressure : 600 Pa (Approximately)
71 |  | Entering air DB/WB : 21.5oC / 16.4oC
71 |  | Leaving air DB/WB : 12.1oC / 11.6oC
71 |  | Coil ADP : 11.1oC
71 |  | Filter Module : Pre- Filter - MERV 8/ G4
71 |  | Bag - Filter - MERV 13/F7
72 | R1.72 | HEPA Filter - H14 | 1 | Nr
72
72 |  | Second Floor
72 |  | Air Handling Units
72 |  | Supply and installation of floor standing type vertical configuration and vertical blow type (as per the site condition), medium pressure Variable Air Volume (VAV) type Air Handling Unit (AHU) (VSD Fans and VSD controller) including inbuilt return air grill at bottom level (dimension as per the drawing) for cold chain facility area in Second Floor complete with suitable Control Valve (including the Valve Actuator), Test Ports, Thermal Bridge Profile, Access Doors, Mixing Box,Filter Modules, Vibration Isolators, Neoprene Pads, and all other accessories to complete the installation as specified in the specifications & drawings.
72
72 |  | Carried Forward
72 |  | Brought Forward
72
72 |  | AHU Panel insulation thickness: 50mm and the fan motor shall be compatible for VSD applications. Air handling units shall conform to AHRI Standard 430-2014. External Static Pressure (ESP) calculation report shall be submitted before material ordering process once finalize the all shop drawings. AHU shall be suitable for clean room applications (ASHRAE Clean Room Spaces/ISO 14644-1). Relevant proof materials shall be submitted along with the technical submission.
72 |  | AHU shall be sound proof type and relevant sound proof material shall be quoted in this item due to fixing in the same space.
72 |  | AHU-2F-02
72 |  | Total Cooling Capacity : 44.5 kW
72 |  | Sensible Cooling Capacity : 37.8 kW
72 |  | Sensible Heat Ratio : 0.856
72 |  | Air flow rate : 3155 L/s
72 |  | Outdoor Air : 73 L/s
72 |  | External static pressure : 650 Pa (Approximately)
72 |  | Entering air DB/WB : 21.3oC / 15.5oC
72 |  | Leaving air DB/WB : 11.5oC / 10.9oC
72 |  | Coil ADP : 10.4oC
72 |  | Filter Module : Pre- Filter - MERV 8/ G4
72 |  | Bag - Filter - MERV 13/F7
73 | R1.73 | HEPA Filter - H14 | 1 | Nr
73
73 |  | Second Floor
73 |  | Supply and installation of ceiling cassette type VRV fan coil units with drain pumps
73 |  | CCU-2F-01, CCU-2F-05 & CCU-3F-05
74 | R1.74 | Cooling Capacity: 2.8 kW | 3 | Nr
74
74 |  | CCU-2F-02&03, CCU-2F-07, CCU-3F-04, CCU-3F-06 & CCU-3F-07
75 | R1.75 | Cooling Capacity: 5.6 kW | 6 | Nr
75
75 |  | Carried Forward
75 |  | Brought Forward
75
75 |  | CCU-2F-04
76 | R1.76 | Cooling Capacity: 3.6 kW | 1 | Nr
76
76 |  | CCU-2F-06, CCU-3F-02 & 03, CCU-3F-08,09,10,11&12
77 | R1.77 | Cooling Capacity: 7.1 kW | 8 | Nr
77
77 |  | Motorized Dampers
77 |  | Supply and installation of modulating type duct mounted motorized dampers for supply and return side including damper actuator for the following AHUs as per the Specifications and drawings. Rate shall include for all fixtures and fittings required for complete damper installation.
78 | R1.78 | AHU-2F-01 | 2 | Nr
78
79 | R1.79 | AHU-2F-02 | 2 | Nr
79
79 |  | AHU Control Panel
79
79 |  | Supply and installation of Sub Distribution A/C (SDB-AC) power Panel at AHU plant room to power panel AHUs, valves, dampers, sensors, actuators, etc including rellays, contractors, push buttons, indicator lamps etc. Panel shall have indication for power, equipments status, fault conditions. Panel shall provide dry contactors to controlling and monitoring panel.Panel shall have relays/contacts to communicate with DDC as given in point list.
79
80 | R1.80 | AHU-2F-01 | 1 | Nr
80
81 | R1.81 | AHU-2F-02 | 1 | Nr
81
81
81 |  | Carried Forward
81 |  | Brought Forward
81
81 |  | Sound Attenuators
81 |  | Supply and installation of Sound Attenuators at supply and return duct of each AHU as per the Specifications and drawings. The length of sound attenuators shall be calculated according to site conditions to maintain the required the sound level of 35-40 dBA inside the retail space area.
82 | R1.82 | Sound Attenuators for supply and return air ducts of AHU-2F-01 | 2 | Nr
82
83 | R1.83 | Sound Attenuators for supply air ducts of AHU-2F-02 | 1 | Nr
83
83 |  | Vibration Pads/Vibration Isolators for AHUs
83 |  | Supply and installation of rectangular Waffled Neoprene Pad type vibration isolators or spring type hanging vibration isolators for AHUs to suite the selected AHU weight, dimensions etc. The pad shall be stacked in sandwiches with metal load distributing plates and all necessary items to complete the installations.
84 | R1.84 | AHU-2F-01 | 1 | Item
84
85 | R1.85 | AHU-2F-02 | 1 | Item
85
85 |  | Supply and Installation of Drain Piping from Indoor Units to nearest building waste drain riser in duct complete with uPVC type 600 pipes, U trap, fittings, 13 mm thick close cell elastomeric tube insulations, fixings, valves, etc with drain water pumps where necessary (Measure and pay item)
85
86 | R1.86 | 25 mm | 45 | m
86
87 | R1.87 | 32 mm | 12 | m
87
88 | R1.88 | 40 mm | 2 | m
88
88 |  | Carried Forward
88 |  | Brought Forward
88
88 |  | N.B. Refrigerant pipe quantities are to be obtained from the drawings to suit the offered indoor units and outdoor units and indicated in the quantity column as quantity offered.
89 | R1.89 | Supply and installation of 19 mm thick closed cell elastomeric insulated hard copper, refrigerent pipes to connect outdoor condensing units & indoor units including header branch, Y branch and other piping accessories and supports to complete the system | 1 | Item
89 |  | N.B. GI claddings are proposed to outside refrigerant pipes. GI Cladding quantities may vary according to site conditions. (Measure and pay item)
90 | R1.90 | Supply and Installation of GI Cladding for Insulating outside refregirant piping length | 11 | m
90
91 | R1.91 | Supply and installation of FRP Fibre-reinforced plastic tray to install copper pipes, drain pipes and cable inside the main riser with including all support and accessories | 1 | Item
91
92 | R1.92 | Supply and installation of [6"x2"] PVC wall exposed plastic casing for concealed the insulated Copper refirgerant pipes, electrical wiring and drain lines with necessary accessories. (Measure and pay item) | 12 | m
92
92 |  | Exhaust Fans
92 |  | Note: All fans shall be complete with flexible connectors, hangers, mountings, vibration isolators, duct collars etc.
92 |  | Supply and installation of wall mounted axial flow exhaust fan with a weather resistant louver shutter/back draft shutter for following capacities. Rate shall include for back draft shutter, all fixtures and fittings required for complete fan installation
92
92 |  | Carried Forward
92 |  | Brought Forward
92
92 |  | Second Floor
93 | R1.93 | Flow Rate - 35 L/s (WMEF-2F-01, WMEF-2F-02) | 2 | Nr
93
93 |  | Air Ducts
93 |  | Note: Rate for ducts shall include for insulation (where necessary), supports, hangers, acoustic lining where necessary, balancing dampers, volume control dampers, fire dampers, flexible connectors etc. for completion of installations.
93 |  | Supply & Return Air Duct System for AHU's
94 | R1.94 | Supply and installation of insulated stainless steel (type 304L) continously welded duct work for supply air and return air in AHU-2F-01&02. (Insulation Thickness - 32mm) | 125 | m2
94
94 |  | Fresh Air and Exhaust Air Duct
95 | R1.95 | Supply and installation of non-insulated low pressure hot dipped galvanized steel duct work for outdoor air and exhaust air | 23 | m2
95
95 |  | Supply Air Grilles & Return Air Grilles
96 | R1.96 | Supply and installation of extruded powder coated sheet steel rectangular air grill, size of 600x300 (Neck Size) for supply air, with stainless steel plenum box, volume control damper and flexible duct (if required) used to connect the grill assembly to the duct | 16 | Nr
96
97 | R1.97 | Supply and installation of extruded powder coated sheet steel rectangular air grill, size of 2500x1000 (Neck Size) for return air, in AHU | 1 | Nr
97
97
97
97 |  | Carried Forward
97 |  | Brought Forward
98 | R1.98 | Supply and installation of extruded powder coated sheet steel rectangular air diffuser, size of 600x600 (Face Size) for supply air, with stainless steel plenum box, volume control damper and flexible duct (if required) used to connect the diffuser assembly to the duct | 2 | Nr
98
99 | R1.99 | Supply and installation of extruded powder coated sheet steel rectangular air grill, size of 1000x600 (Neck Size) for return air, in AHU | 1 | Nr
99
99 |  | Weather Resistant Louvers
99 |  | Supply and installation of Weather Resistant Louver for fresh air intakes having following neck sizes. Rate shall include for washable air filters (Pre Filters), VCD at fresh air intake, insect screen, all fixtures and fittings required for complete louver installation.
100 | R1.100 | 450mm (L) x 300mm (H) louvers | 1 | Nr
100
100 |  | Door Under Cut Air Grill
100 |  | Supply and installation of weather resistant type powder coated Intake Air Grill. Rate shall include for all fixtures and fittings required for complete grill installation.
101 | R1.101 | 200mm (L) x 100mm (H) louvers | 2 | Nr
101
101 |  | Volume Control Dampers
101 |  | Supply and installation of GI volume control dampers within AHU supply air ducts, exhuast air ducts and fresh air ducts complete with suitable links, levers and quadrants for manual control of volume of air flow and for proper balancing of air distribution system. - W(mm) x H(mm)
102 | R1.102 | 150mm (W) x 150mm (H) louvers | 3 | Nr
102
103 | R1.103 | 200mm (W) x 150mm (H) louvers | 1 | Nr
103
104 | R1.104 | 250mm (W) x 200mm (H) louvers | 1 | Nr
104
105 | R1.105 | 550mm (W) x 350mm (H) louvers | 4 | Nr
105
106 | R1.106 | 850mm (W) x 400mm (H) louvers | 1 | Nr
106 |  | Carried Forward
106 |  | Brought Forward
106
106 |  | Temperature Sensor with LCD Displays
107 | R1.107 | Supply and installation of Wall Mounted Type digital LCD display (Thermostats) to operate valves of AHU for the manual operation. | 2 | Nr
107
107 |  | Third Floor Level to Fourth Floor Level
107
107 |  | VRV-04 - Outdoor unit for 3F
108 | R1.108 | Capacity: 67.8 kW | 1 | Nr
108
108 |  | Indoor Units - VRV 04
108 |  | Third Floor
108 |  | Supply and installation of ceiling cassette type VRV fan coil units with drain pumps
108 |  | CCU-3F-05
109 | R1.109 | Cooling Capacity: 2.8 kW | 1 | Nr
109
109 |  | CCU-3F-04, CCU-3F-06 & CCU-3F-07
110 | R1.110 | Cooling Capacity: 5.6 kW | 3 | Nr
110
110 |  | CCU-3F-02 & 03, CCU-3F-08,09,10,11&12
111 | R1.111 | Cooling Capacity: 7.1 kW | 7 | Nr
111
111 |  | VRF Network Control System / Electrical Power Systems with cabling and accessories - Upto Fourth Floor Level(Third floor slab level) from basement
111 |  | Supply and installation of Computer Controlled network system to control outdoor units and indoor units.
111 |  | The controller with inbuilt LCD display (Centralized Control) should be installed in the main control panel or suitable location to monitor and control indoor units and outdoor unit.
111 |  | Panel shall have indication for power, equipments status, fault conditions and alarm signal which shall be wired to monitoring Panel.
111 |  | Carried Forward
111 |  | Brought Forward
111
111 |  | The controlling unit shall be modular in hardware architecture complete with CPU Module(s) having built-in communication capability, Power Supply Module(s), I/O Module(s), Mounting Hardware, Data Cables, and with all the other accessories as per manufacturer's recommended installation and practices to cater required point capacity for proper controlling as per specification.
112 | R1.112 | The controller shall be housed in an IP54 Enclosure complete with required protection and control switchgear/internal wiring/filter Fans for Cooling if required, as per specifications and Electrical Power System with cabling and accessories for VRF System. | 1 | Item
112
112 |  | Supply and Installation of Drain Piping from Indoor Units to nearest building waste drain riser in duct complete with uPVC type 600 pipes, U trap, fittings, 13 mm thick close cell elastomeric tube insulations, fixings, valves, etc with drain water pumps where necessary (Measure and pay item)
112
113 | R1.113 | 25 mm | 70 | m
113
114 | R1.114 | 32 mm | 15 | m
114
115 | R1.115 | 40 mm | 2 | m
115
115 |  | N.B. Refrigerant pipe quantities are to be obtained from the drawings to suit the offered indoor units and outdoor units and indicated in the quantity column as quantity offered.
115
115 |  | Carried Forward
115 |  | Brought Forward
115
116 | R1.116 | Supply and installation of 19 mm thick closed cell elastomeric insulated hard copper, refrigerent pipes to connect outdoor condensing units & indoor units including header branch, Y branch and other piping accessories and supports to complete the system | 1 | Item
116 |  | N.B. GI claddings are proposed to outside refrigerant pipes. GI Cladding quantities may vary according to site conditions. (Measure and pay item)
117 | R1.117 | Supply and Installation of GI Cladding for Insulating outside refregirant piping length | 9 | m
117
118 | R1.118 | Supply and installation of FRP Fibre-reinforced plastic tray to install copper pipes, drain pipes and cable inside the main riser with including all support and accessories | 1 | Item
118
119 | R1.119 | Supply and installation of [6"x2"] PVC wall exposed plastic casing for concealed the insulated Copper refirgerant pipes, electrical wiring and drain lines with necessary accessories. (Measure and pay item) | 16 | m
119
119 |  | Inverter Split Type Air Conditioning Units
119
119 |  | Supply and installation of inverter split type air conditioning unit consisting of Ceiling Cassette Type direct expansion fan coil unit in combination with air cooled condensing outdoor unit, having following minimum cooling capacities. complete with refrigerant pipes, insulation, wiring, drain pipes, PVC casing, mounting brackets and other necessary ancillary items as specified in drawings. Refrigerant shall be R134a, R407c, R410a or R32.
119 |  | CCU-3F-01
120 | R1.120 | Cooling Capacity: 7.1 Kw | 1 | Nr
120
120 |  | Carried Forward
120 |  | Brought Forward
120
120 |  | Exhaust Fans
120 |  | Note: All fans shall be complete with flexible connectors, hangers, mountings, vibration isolators, duct collars etc.
120 |  | Supply and installation of wall mounted axial flow exhaust fan with a weather resistant louver shutter/back draft shutter for following capacities. Rate shall include for back draft shutter, all fixtures and fittings required for complete fan installation
120
120 |  | Third Floor
121 | R1.121 | Flow Rate - 35 L/s (WMEF-3F-01, WMEF-3F-02) | 2 | Nr
121
122 | R1.122 | Flow Rate - 177 L/s (WMEF-3F-03) | 1 | Nr
122
122 |  | Fresh Air Fans
122 |  | Note: All fans shall be complete with flexible connectors, hangers, mountings, vibration isolators, duct collars etc.
122 |  | Supply and installation of single speed driven duct mounted axial flow fresh air fan with following capacities. Rate shall include for all fixtures and fittings required for complete fan installation.
122 |  | Third Floor
123 | R1.123 | Flow Rate - 107 L/s, 150 Pa | 1 | Nr
123
123 |  | Air Ducts
123 |  | Note: Rate for ducts shall include for insulation (where necessary), supports, hangers, acoustic lining where necessary, balancing dampers, volume control dampers, fire dampers, flexible connectors etc. for completion of installations.
123
123 |  | Fresh Air and Exhaust Air Duct
124 | R1.124 | Supply and installation of non-insulated low pressure hot dipped galvanized steel duct work for outdoor air and exhaust air | 27 | m2
124
124 |  | Carried Forward
124 |  | Brought Forward
124
124 |  | Weather Resistant Louvers
124 |  | Supply and installation of Weather Resistant Louver for fresh air intakes having following neck sizes. Rate shall include for washable air filters (Pre Filters), VCD at fresh air intake, insect screen, all fixtures and fittings required for complete louver installation.
125 | R1.125 | 300mm (L) x 300mm (H) louvers | 1 | Nr
125
125 |  | Door Under Cut Air Grill
125 |  | Supply and installation of weather resistant type powder coated Intake Air Grill. Rate shall include for all fixtures and fittings required for complete grill installation.
126 | R1.126 | 200mm (L) x 100mm (H) louvers | 2 | Nr
126
126 |  | Volume Control Dampers
126 |  | Supply and installation of GI volume control dampers within AHU supply air ducts, exhuast air ducts and fresh air ducts complete with suitable links, levers and quadrants for manual control of volume of air flow and for proper balancing of air distribution system. - W(mm) x H(mm)
127 | R1.127 | 150mm (W) x 150mm (H) louvers | 6 | Nr
127
128 | R1.128 | 200mm (W) x 200mm (H) louvers | 1 | Nr
128
128 |  | Basement Floor to Fourth Floor Level
128
128 |  | Supply and Installation of Drain Piping riser in duct complete with uPVC type 600 pipes, U trap, fittings, 13 mm thick close cell elastomeric tube insulations, fixings, valves, etc with drain water pumps where necessary (Measure and pay item)
128
129 | R1.129 | 90 mm | 20 | m
129
130 | R1.130 | Supply & Installation of internal ducting sound insulations for ducted FCU's. | 1 | Item
130
130 |  | Carried Forward
130 |  | Brought Forward
130 |  | Note: All plenum box shall be internally insulated by acoustic insulations. Internal acoustic insulation shall be applied at least first 3.0 m from the unit.
130 |  | Acoustic lining to be greater than or equal to 25mm thick elastomeric open cell nitrile rubber insulation of 40-70 kg/m3 density with thermal conductivity is not exceeding 0.04 W/mK, dust and fibre free, Class 0 type as per the BS 476-part 6/7. Coefficient of Sound Absorption (NRC) shall be maintained at 0.6-0.85 range
130
130 |  | Builder's Works
131 | R1.131 | Allow for all builder's work for MVAC services installation including all necessary works & other civil construction works. | 1 | Item
131
131 |  | Shop Drawings
132 | R1.132 | Allow for submission of shop drawings (both hard copies and soft copies), technical literature of equipment and sample as instructed by the Engineer. | 1 | Item
132
132 |  | As-Built Drawings
133 | R1.133 | Allow for submission of 3 sets of As-built drawings and e-copies, technical information and manuals | 1 | Item
133
133 |  | Others
133 |  | Bidder shall submit the terms and charges for service and maintenance contract along with the bid. |  | Note
133
134 | R1.134 | Allow for interfacing works with other contractors and other trades. | 1 | Item
134
134 |  | O&M Manual & Handing Over Document
135 | R1.135 | Allow for Handing Over Document Submission. | 1 | Item
135
135
135 |  | Carried Forward
135 |  | Brought Forward
135
135 |  | Any Other Item
136 | R1.136 | Any other items deemed necessary for proper functioning of the systems as indicated in the specification and drawings. | 1 | Item
136
137 | R1.137 | Testing and commisioning of the air conditioning and ventilation system as specified and including measurement and verifications by using proper test equipment, chemical flushing of the system. | 1 | Item
137
137
137
137
137 |  | R1- MVAC SERVICES INSTALLATIONS
Total Carried to Summary

## D - FIRE (2)
CONSTRUCTION OF THE CENTRAL COLD CHAIN FACILITY BUILDING WITH CLIMATE-FRIENDLY DESIGNS AT HULHUMALE LOT 11766
BILL OF QUANTITIES - BILL NO. 27
| Item No. | Description | Qty | Unit | Rate (MVR.) | Amount (MVR.)
SUPERSTRUCTURE
R2 - FIRE PROTECTION, DETECTION & ALARM SYSTEM
General notes for pricing ;
0 |  | The tenderers are requested to refer the general notes, pricing preambles, drawings, specifications, conditions of contract, special conditions of contract and all other relevant documents prior to pricing of the following items. |  | Note
0
0 |  | All equipment shall be guaranteed for a period of 12 months from the date of commissioning or date of practical completion of the project or handing over of the project which ever later. |  | Note
0
0 |  | The rate shall include for insurance during handling, remanding, transport, storage until ready for installation, delivery of equipment up to the point of installation and until handing over. |  | Note
0
0 |  | Rate for all pipes shall include all necessary pipe fittings, fittings necessary for proper maintenance all bracketing and all the accessories including excavation & backfilling (for underground services). |  | Note
0
0 |  | The rates shall include for comprehensive maintenance during defects liability period of 12 months from the date of handing over. |  | Note
0
0 |  | Rate shall include for design (where necessary), supply, install, commissioning of fire system as per specifications and complete to working order with all connections to the entire satisfaction of the Engineer/ Consultant including training of Employer's staff. |  | Note
|  | rate shall include for fire stop system within the ducts |  | Note
0 |  | Carried Forward
0 |  | Brought Forward
0
0 |  | Fire services installation to be carried out by a specialist experienced sub contractor acceptable to the Engineer. |  | Note
0
0 |  | The bidder shall submit the following information on the items quoted for together with the bid. |  | Note
0 |  | 1. Make
0 |  | 2. Model Nos.
0 |  | 3. Technical data.(Refer specification for details)
0 |  | 4. Country of manufacture.
0 |  | 5. Delivery period.
0 |  | 6. Lead time for manufacturing.
0 |  | 7. Port of shipping.
0 |  | 8. CIF value of each item in foreign currency.
0 |  | 9. Optional items and their additional cost.
0 |  | (additional cost to be submitted separately)
0 |  | 10. Details of all special features.
0
0 |  | 3rd party certificate of 1 hour salt spray test shall be required for all G.I pipe supports and brackets. |  | Note
0
0 |  | All fire equipment, accessories shall be approved by the MNDF. |  | Note
0
0 |  | Fire services installation shall be approved by the MNDF prior (design drawings) and after the completion (construction). |  | Note
0
0 |  | All cables, pipes shall be in approved make to withstand under fire condition as per specification weather measured and specified separately or not. |  | Note
0
0 |  | All fire rated floor and wall penetrations shall be properly protected from fire, smoke and water penetration by filling voids between pipe and wall/floor sleeves with fire rated foam to achieve the same rating as walls or floors. |  | Note
0
0 |  | Carried Forward
0 |  | Brought Forward
0
0 |  | Rates for pipes shall include all pipe supports, hangers, saddles, brackets, screws, nails, tees, bends, sockets, reducers, painting with approved colour, fixing material, cutting holes and chases in concrete/brick/block work, etc., any builders work require and making good in all trades unless otherwise measured separately. Rate shall also include excavation, laying, jointing, backfilling, warning tapes, reinstating surface to original conditions where applicable. |  | Note
0
0 |  | Rate shall include for all pipes, pipe fittings, Hot dipped galvanized GI brackets/supports and finish with two coat of zinc rich primer and minimum two coats of red colour anti corrosive enamel paint, Underground pipes shall include Denso tape with 50% overlap. |  | Note
0
0 |  | Hydrant wet riser pipes shall be Heavy duty seamless galvanized steel pipes comply to BS EN 10255. |  | Note
0
0 |  | Pipe Nominal diameters are given in mm |  | Note
0
0 |  | Rate shall include for:
0 |  | Complying with the relevant Maldivian, British or any other standard as given under the Technical Specification and with the regulations of MNDF and or any other relevant authorities. |  | Note
0 |  | Cutting and waste of pipes etc., and joining pipes.
0 |  | All specials such as elbows, bends, tees, junctions, plugs, reducers and similar pipe fittings.
0 |  | Necessary screws, nails sockets, connection back nuts, standard pipe fixing or supporting clips, brackets etc.
0 |  | Pipe penetrations through floor slabs or beams where necessary.
0 |  | Excavation, backfilling, disposal of surplus soil.
0
0 |  | Carried Forward
0 |  | Brought Forward
0
0 |  | Grinding to a smooth finish, unless otherwise required. |  | Note
0 |  | All materials shall be as per the technical specifications and local authority requirements (MNDF) given.
0 |  | All shop fabrication work, marking, delivery, unloading, hoisting, erecting and fixing.
0 |  | Allow for training of owner's staff
0
0 |  | Each and every item in the system shall be properly tested and verified for the operation and functionality to ensure that the system is complying the fire services installation standards. |  | Note
0
0 |  | Fire Hydrant System
0
0 |  | -2100 Basement Floor Level to +17400 Fourth Floor Level
0
0 |  | Fire Hydrant Pumps
1 | R2.1 | Supply and installation of listed, capacity: 500gpm at delivery head 108m, electrical motor driven, horizontal end suction type centrifugal, 1 No. Main and 1 No. Standby Fire Hydrant Pumps set as per specifications. Rate shall include for flexible shaft coupling & coupling guard, base plate with spring type vibration isolators with electrical connection to working order. Relevant factory tested, performance certificates shall be provided. | 1 | Set
1
1 |  | Fire Hydrant Jockey Pumps
2 | R2.2 | Supply and installation of capacity: 15gpm at delivery head 115m, electrical motor driven vertical inline type jockey pump as per standards and specifications, Relevant factory tested, performance certificates shall be provided. | 1 | Nr
2
2 |  | Carried Forward
2 |  | Brought Forward
2
2 |  | Pump Control Panel
3 | R2.3 | Supply and Installation of Fire Pumps Control Panel complete with approved quality electrical switch gears, volt meters, ammeters, metal enclosure complete with all required functions as request in technical specification. Rate shall include for electrical connections to alarm control panel, necessary earthing and connection. | 1 | Set
3
3 |  | Pump Suction Side
4 | R2.4 | Supply and installation of fire pump Suction header and suction pipes complete with all accessories for main pump, standby pump and jockey pump. Shall include below items but not limited to; | 1 | Set
4 |  | 2 nos: 150mm diameter OS & Y gate valves (Monitored)
4 |  | 1 no: 65mm diameter gate valve
4 |  | 2 nos: 150mm diameter Y-Strainers
4 |  | 1 no: 65mm diameter Y-Strainer
4 |  | 2 nos: 150mm diameter Flexible connections
4 |  | 1 no: 65mm diameter Flexible connections
4 |  | 3 nos: DI pipe sleeves with puddle flanges for sump
4 |  | 2 nos: 150mm Vortex inhibitor
4 |  | 1 no: 65mm Vortex inhibitor
4 |  | 5m: 150mm diameter ASTM schedule 40 Grade B seamless Galvanized steel type pipe (this can be varied depending on the final pump suction configuration)
4 |  | 5m: 65mm diameter ASTM schedule 40 Grade B seamless Galvanized steel type pipe (this can be varied depending on the final pump suction configuration)
4 |  | 1 lot: Fittings & grooved joint coupling/flanges ...
4 |  | 3 nos: Pressure gauge with ball cock valves for main pumps and jockey pump
4
4
4
4 |  | Carried Forward
4 |  | Brought Forward
4
4 |  | Pump Discharge Side
5 | R2.5 | Supply and installation of Delivery manifold complete with all accessories for main pump, standby pump and jockey pump. Shall include bellow items but not limited to; | 1 | Set
5 |  | 4 nos: Pressure gauge with ball cock valves
5 |  | 6 nos: 150mm diameter gate valves (Monitored)
5 |  | 1 no: 65mm diameter gate valve
5 |  | 2 nos: 150mm diameter non-return valves (Silent non-slamming type)
5 |  | 1 no: 65mm diameter non-return valve (Silent non-slamming type)
5 |  | 2 nos: 150mm diameter flexible connection
5 |  | 1 no: 65mm diameter flexible connection
5 |  | 5m: 150mm diameter ASTM schedule 40 Grade B seamless Galvanized steel type pipe (this can be varied depending on the final pump discharge configuration)
5 |  | 1 no: 300l Pressure Tank with gate valve and steel pipe (if necessary)
5 |  | 1 no: 80mm diameter high pressure relief valve
5 |  | 3 nos: Pump start pressure switch
5 |  | 1 no: Flow switch (if necessary)
5 |  | 1 no: 50mm diameter gate valve for drain line
5 |  | 1 no: Flow meter for test line
5 |  | 5m: 100mm diameter ASTM schedule 40 Grade B seamless Galvanized steel type pipe for pressure relief line back to sump
5 |  | 1 lot: Fittings & grooved joint coupling
5 |  | 1 no: Water hammer arrestor
5
5
5
5
5
5
5
5 |  | Carried Forward
5 |  | Brought Forward
5
5 |  | Power and Control Cable
5 |  | Supply and laying of suitable size Fire Resistant cables comply to BS 8491: 2008 category 3 (Design as per the BS 7846: 2015) and control cables from pump control panel to pumps, float switches/ level sensors complete with cable supporting system complete with other accessories as per manufacture’s specification and Engineer's instructions.
5
5 |  | Valves
5 |  | Supply and installation of isolation valves
6 | R2.6 | 50mm Dia for Hydrant riser sprinkler system drain | 2 | Nr
6
7 | R2.7 | 100mm Dia Non-return valve for breeching line | 1 | Nr
7
7 |  | Pipe Works
7 |  | Supply and installation of ASTM schedule 40 Grade B seamless Galvanized steel pipe. Rate shall include for all pipes, all pipe fittings and finish with two coat of zinc rich primer and minimum two coats of red colour anti corrosive enamel paint. |  | Note
7
7 |  | Rate shall include all necessary pipe supports and brackets. Pipe supports and brackets should be hot dipped galvanized to minimum thickness of 65microns. |  | Note
7
7 |  | Rate for underground pipes shall include all required excavation, filling, etc. Rate shall include for all pipes, all pipe fittings and finish with two coat of zinc rich primer and minimum two coats of red colour anti corrosive enamel paint. Paint shall be suitable for underground application. Also rate shall include Denso tape with 50% overlap.
8 | R2.8 | 100mm Dia (Total riser pipe quantity up to Roof terrace level is considered) | 98 | m
8
8
8 |  | Carried Forward
8 |  | Brought Forward
8
9 | R2.9 | **Above mentioned notes are applicable for all pipe works in all other floors as well. | Note
9
9 |  | Breeching Inlet
10 | R2.10 | Supply and installation of listed 2-Way Breeching inlet complete with outdoor cabinet, with non-return valve as to comply BS/local regulations and technical specification given. | 1 | Nr
10
10 |  | -2100 Basement Floor Level to +1200 Ground Floor Level
10
10 |  | Pipe Works
11 | R2.11 | 80mm Dia | 13 | m
11
12 | R2.12 | 65mm Dia | 22 | m
12
13 | R2.13 | 50mm Dia | 15 | m
13
14 | R2.14 | 40mm Dia | 10 | m
14
15 | R2.15 | 32mm Dia | 15 | m
15
16 | R2.16 | 25mm Dia | 113 | m
16
16 |  | Fire Hydrant System Components
16
16 |  | Landing Valves
17 | R2.17 | Supply and Installation of listed single headed pressure regulating type landing valve. Rate shall include for flanged inlet, 65 mm dia female instantaneous outlet type wet riser landing valves with blank cap, chain and all other accessories as per the technical specifications. | 1 | Nr
17
18 | R2.18 | Supply and Installation of listed 65mm diameter 2x15m length fire hose for each landing valve complete with instantaneous couplings and branch pipe with diffuser nozzle complete with all fittings and accessories required for connection to the landing valves. (Canvas hoses should be fixed to a bracket inside the fire duct/cabinet) | 1 | Set
18
18 |  | Carried Forward
18 |  | Brought Forward
18
18 |  | Hose Reels
19 | R2.19 | Supply and Installation of 19mm diameter and 30 m length listed manual swing type non-collapsible, non-kink fire hose reel complete with 25mm dia Isolation valve & 25mm dia PRV (Pressure reduce to 1.5 bar), union, nylon spray/jet/shut-out nozzle and all other accessories. | 1 | Nr
19
19 |  | Fire Cabinets
19 |  | Supply and installation of fire cabinets fabricated out of 1.5mm thick steel sheet and protected with a coat of epoxy based Zinc chromate enamel red paint. All cabinets exposed to outdoor environment shall be weather proof type. Quantity is given for all items fixed within the building (except items within the fire duct). If required client can provide cabinets only for the items fixed at locations expose to outdoor environment. All fire cabinets are to be flushed with the wall finish.
20 | R2.20 | To in-house 2 portable fire extinguishers | 6 | Nr
20
20 |  | Portable Fire Extinguishers
20 |  | Supply and installation of re-chargeable portable fire extinguishers manufactured to BS EN 3 or equivalent and approved by the local authorities (MNDF).
21 | R2.21 | 2 kg CO2 portable fire extinguisher | 8 | Nr
21
22 | R2.22 | 9 litre Water portable fire extinguisher | 1 | Nr
22
23 | R2.23 | 6 kg ABC dry powder portable fire extinguisher | 5 | Nr
23
23 |  | Fire Sprinkler System Components
23
23 |  | Sprinklers
24 | R2.24 | Supply and installation of Upright type sprinklers (temperature: 680C, K factor: 5.6) | 38 | Nr
24
24
24
24 |  | Carried Forward
24 |  | Brought Forward
24
24 |  | Sprinkler Alarm Valve Set (SAVS)
25 | R2.25 | Supply and installation of listed 80mm dia. sprinkler control valve set with alarm valve, water chamber, main stop valve with connection to Fire Alarm Control Panel for monitor, pressure switch with connection to Fire Alarm Control Panel for monitor, pressure gauges, alarm gong turbine, necessary pipes and valves, etc. to complete. This include fixing of water alarm bell at approved location with 20 m distance from pump room. Provision shall be made to test the alarm system without activating the system. | 1 | Item
25
25 |  | PRV Valve Station
26 | R2.26 | Supply and installation of 80mm dia. Pressure reducing valve station with 3 gate valves, Y-strainer, direct acting type pressure reducing valve and pressure gauges (up stream and down stream) as per the detail drawings | 1 | Item
26
26 |  | -2100 Basement Floor Level to +17400 Fourth Floor Level
26 |  | Others
27 | R2.27 | Cost for flushing the entire pipe network before operate the system | 1 | Item
27
28 | R2.28 | Supply and installation of listed 25mm Dia Automatic Air Relief valves with 25mm gate valves at highest point of the risers | 1 | Item
28
29 | R2.29 | Supply and installation of pressure gauges with gate valves at highest point of the risers | 1 | Item
29
29 |  | +1200 Ground Floor Level to +5250 First Floor Level
29 |  | Pipe Works
30 | R2.30 | 65mm Dia | 1 | m
30
31 | R2.31 | 25mm Dia | 1 | m
31
31 |  | Carried Forward
31 |  | Brought Forward
31 |  | Fire Hydrant System Components
31
31 |  | Landing Valves
32 | R2.32 | Supply and Installation of listed single headed pressure regulating type landing valve. Rate shall include for flanged inlet, 65 mm dia female instantaneous outlet type wet riser landing valves with blank cap, chain and all other accessories as per the technical specifications. | 1 | Nr
32
33 | R2.33 | Supply and Installation of listed 65mm diameter 2x15m length fire hose for each landing valve complete with instantaneous couplings and branch pipe with diffuser nozzle complete with all fittings and accessories required for connection to the landing valves. (Canvas hoses should be fixed to a bracket inside the fire duct/cabinet) | 1 | Set
33
33 |  | Hose Reels
34 | R2.34 | Supply and Installation of 19mm diameter and 30 m length listed manual swing type non-collapsible, non-kink fire hose reel complete with 25mm dia Isolation valve & 25mm dia PRV (Pressure reduce to 1.5 bar), union, nylon spray/jet/shut-out nozzle and all other accessories. | 1 | Nr
34
34 |  | Fire Cabinets
34 |  | Supply and installation of fire cabinets fabricated out of 1.5mm thick steel sheet and protected with a coat of epoxy based Zinc chromate enamel red paint. All cabinets exposed to outdoor environment shall be weather proof type. Quantity is given for all items fixed within the building (except items within the fire duct). If required client can provide cabinets only for the items fixed at locations expose to outdoor environment.
35 | R2.35 | To in-house 2 portable fire extinguishers | 5 | Nr
35
35 |  | Carried Forward
35 |  | Brought Forward
35
35 |  | Portable Fire Extinguishers
35 |  | Supply and installation of re-chargeable portable fire extinguishers manufactured to BS EN 3 or equivalent and approved by the local authorities (MNDF).
36 | R2.36 | 2 kg CO2 portable fire extinguisher | 6 | Nr
36
37 | R2.37 | 9 litre Water portable fire extinguisher | 1 | Nr
37
38 | R2.38 | 6 kg ABC dry powder portable fire extinguisher | 3 | Nr
38
39 | R2.39 | 50 kg ABC dry powder portable fire extinguisher trolley for Generator room | 1 | Nr
39
39 |  | +5250 First Floor Level to +9300 Second Floor Level
39 |  | Pipe work
40 | R2.40 | 65mm Dia | 1 | m
40
41 | R2.41 | 25mm Dia | 1 | m
41
41 |  | Fire Hydrant System Components
41
41 |  | Landing Valves
42 | R2.42 | Supply and Installation of listed single headed pressure regulating type landing valve. Rate shall include for flanged inlet, 65 mm dia female instantaneous outlet type wet riser landing valves with blank cap, chain and all other accessories as per the technical specifications. | 1 | Nr
42
43 | R2.43 | Supply and Installation of listed 65mm diameter 2x15m length fire hose for each landing valve complete with instantaneous couplings and branch pipe with diffuser nozzle complete with all fittings and accessories required for connection to the landing valves. (Canvas hoses should be fixed to a bracket inside the fire duct/cabinet) | 1 | Set
43
43
43
43 |  | Carried Forward
43 |  | Brought Forward
43
43 |  | Hose Reels
44 | R2.44 | Supply and Installation of 19mm diameter and 30 m length listed manual swing type non-collapsible, non-kink fire hose reel complete with 25mm dia Isolation valve & 25mm dia PRV (Pressure reduce to 1.5 bar), union, nylon spray/jet/shut-out nozzle and all other accessories. | 1 | Nr
44
44 |  | Fire Cabinets
44 |  | Supply and installation of fire cabinets fabricated out of 1.5mm thick steel sheet and protected with a coat of epoxy based Zinc chromate enamel red paint. All cabinets exposed to outdoor environment shall be weather proof type. Quantity is given for all items fixed within the building (except items within the fire duct). If required client can provide cabinets only for the items fixed at locations expose to outdoor environment.
45 | R2.45 | To in-house 2 portable fire extinguishers | 4 | Nr
45
45 |  | Portable Fire Extinguishers
45 |  | Supply and installation of re-chargeable portable fire extinguishers manufactured to BS EN 3 or equivalent and approved by the local authorities (MNDF).
46 | R2.46 | 2 kg CO2 portable fire extinguisher | 4 | Nr
46
47 | R2.47 | 9 litre Water portable fire extinguisher | 4 | Nr
47
47 |  | +9300 Second Floor Level to +13350 Third Floor Level
47 |  | Pipe works
48 | R2.48 | 65mm Dia | 1 | m
48
49 | R2.49 | 25mm Dia | 1 | m
49
49
49 |  | Carried Forward
49 |  | Brought Forward
49
49 |  | Fire Hydrant System Components
49
49 |  | Landing Valves
50 | R2.50 | Supply and Installation of listed single headed pressure regulating type landing valve. Rate shall include for flanged inlet, 65 mm dia female instantaneous outlet type wet riser landing valves with blank cap, chain and all other accessories as per the technical specifications. | 1 | Nr
50
51 | R2.51 | Supply and Installation of listed 65mm diameter 2x15m length fire hose for each landing valve complete with instantaneous couplings and branch pipe with diffuser nozzle complete with all fittings and accessories required for connection to the landing valves. (Canvas hoses should be fixed to a bracket inside the fire duct/cabinet) | 1 | Set
51
51 |  | Hose Reels
52 | R2.52 | Supply and Installation of 19mm diameter and 30 m length listed manual swing type non-collapsible, non-kink fire hose reel complete with 25mm dia Isolation valve & 25mm dia PRV (Pressure reduce to 1.5 bar), union, nylon spray/jet/shut-out nozzle and all other accessories. | 1 | Nr
52
52 |  | Fire Cabinets
52 |  | Supply and installation of fire cabinets fabricated out of 1.5mm thick steel sheet and protected with a coat of epoxy based Zinc chromate enamel red paint. All cabinets exposed to outdoor environment shall be weather proof type. Quantity is given for all items fixed within the building (except items within the fire duct). If required client can provide cabinets only for the items fixed at locations expose to outdoor environment.
53 | R2.53 | To in-house 2 portable fire extinguishers | 4 | Nr
53
53 |  | Carried Forward
53 |  | Brought Forward
53
53 |  | Portable Fire Extinguishers
53 |  | Supply and installation of re-chargeable portable fire extinguishers manufactured to BS EN 3 or equivalent and approved by the local authorities (MNDF).
54 | R2.54 | 2 kg CO2 portable fire extinguisher | 5 | Nr
54
55 | R2.55 | 9 litre Water portable fire extinguisher | 1 | Nr
55
56 | R2.56 | 6 kg ABC dry powder portable fire extinguisher | 2 | Nr
56
56 |  | +13350 Third Floor Level to +17400 Fourth Floor Level
56 |  | Pipe Works
57 | R2.57 | 65mm Dia | 1 | m
57
58 | R2.58 | 25mm Dia | 1 | m
58
58 |  | Fire Hydrant System Components
58
58 |  | Landing Valves
59 | R2.59 | Supply and Installation of listed single headed pressure regulating type landing valve. Rate shall include for flanged inlet, 65 mm dia female instantaneous outlet type wet riser landing valves with blank cap, chain and all other accessories as per the technical specifications. | 1 | Nr
59
60 | R2.60 | Supply and Installation of listed 65mm diameter 2x15m length fire hose for each landing valve complete with instantaneous couplings and branch pipe with diffuser nozzle complete with all fittings and accessories required for connection to the landing valves. (Canvas hoses should be fixed to a bracket inside the fire duct/cabinet) | 1 | Set
60
60
60
60
60
60 |  | Carried Forward
60 |  | Brought Forward
60
60 |  | Hose Reel
61 | R2.61 | Supply and Installation of 19mm diameter and 30 m length listed manual swing type non-collapsible, non-kink fire hose reel complete with 25mm dia Isolation valve & 25mm dia PRV (Pressure reduce to 1.5 bar), union, nylon spray/jet/shut-out nozzle and all other accessories. | 1 | Nr
61
61 |  | Fire Cabinets
61 |  | Supply and installation of fire cabinets fabricated out of 1.5mm thick steel sheet and protected with a coat of epoxy based Zinc chromate enamel red paint. All cabinets exposed to outdoor environment shall be weather proof type. Quantity is given for all items fixed within the building (except items within the fire duct). If required client can provide cabinets only for the items fixed at locations expose to outdoor environment.
62 | R2.62 | To in-house 2 portable fire extinguishers | 3 | Nr
62
63 | R2.63 | To in-house Single portable fire extinguishers | 1 | Nr
63
63 |  | Portable Fire Extinguishers
63 |  | Supply and installation of re-chargeable portable fire extinguishers manufactured to BS EN 3 or equivalent and approved by the local authorities (MNDF).
64 | R2.64 | 2 kg CO2 portable fire extinguisher | 3 | Nr
64
65 | R2.65 | 9 litre Water portable fire extinguisher | 1 | Nr
65
66 | R2.66 | 6 kg ABC dry powder portable fire extinguisher | 3 | Nr
66
66 |  | Fire Detection System
66 |  | Rates shall include all required items such as power supply units, power connections, brackets & supports, conduits, etc.
66
66 |  | -2100 Basement Floor Level to +17400 Fourth Floor Level
66
66 |  | Fire Alarm Control Panel (FACP)
66 |  | All panels and device shall be fully integrated to communicate with each other and all panels and device details shall be monitored by main fire alarm control panel and computer. Fire alarm control panel shall have printer for event and information printing
66
66 |  | Carried Forward
66 |  | Brought Forward
67 | R2.67 | Supply and installation of UL listed/FM approved Addressable Fire Alarm Control Panel with minimum 4 loops with minimum addressable device capacity of 125-130 per loop and all other accessories & software require for complete installation at the CCTV communication and control room at Basement Floor including all required instruments and accessories complete to working order as per technical specifications. One loop should be device free for future any expansion and loop can load only up to maximum 80 % of its manufacture recommend device capacity. | 1 | Item
67
67 |  | No of loops per panel can be varied as per the manufacture recommendations, In the event of using fire alarm panel with above changes, supplier should submit schematic drawing and the proposed system architecture as per the changes. All the system should be as per given specifications. |  | Note
67
67 |  | Rate shall include supply and installation cost of fire detection system wiring for detection signal including necessary minimum 1.5mm2 fire resistant cable, conduits Etc... Rate shall include all cables from fire alarm repeater panels and relevant other MEP services integration like PA system, EACS, Lifts, Fire telephone control panel, Ventilation system, etc... to the main fire alarm panel to working order as per BOQ and technical specifications. Number and size of conductors shall be as recommended by the fire alarm system manufacturer, but not less than 1.5mm2. Supply and installation cost for all riser cables also included under these items. |  | Note
67
67 |  | Carried Forward
67 |  | Brought Forward
67
67 |  | Fire Alarm Repeater Panel (FARP)
68 | R2.68 | Supply and installation of UL listed/FM approved Addressable Fire Alarm Repeater Panels with all necessary accessories including cabling works. | 1 | Item
68
68 |  | Cabling Work
69 | R2.69 | Supply and installation of fire detection system wiring for detection signal including necessary minimum 1.5mm2 fire resistant cable, conduits Etc... Rate shall include all cables from devices to panel, connecting them to the main fire alarm panel and interfacing of other services to the main fire alarm panel to working order as per BOQ and technical specifications | 1 | Item
69
70 | R2.70 | Supply and installation of fire detection system wiring for Power including necessary minimum 2.5mm2 fire resistant cable, conduits Etc. Rate shall include all cables from notification appliances, devices to panel power unit, connecting them to the main fire alarm panel power unit to working order as per BOQ and technical specifications. Power units cost shall included to devices | 1 | Item
70
71 | R2.71 | Supply and installation of PC to connect fire alarm control panel in order to download program and to take the system information and event list as per BOQ and technical specifications. | 1 | Item
71
71
71
71
71
71
71 |  | Carried Forward
71 |  | Brought Forward
72 | R2.72 | Addressable Monitor Module for monitoring fire fighting system water flow status(Flow switch), OS & Y valve status (Tamper switch), Fire pump status monitoring (Run, Phase failure, Phase reversal), Fire sump low water level monitoring and Sounder, monitoring status of fire suppression systems and any other equipment monitoring (number of modules will be depend on the sub contractor's system architecture). Approximate quantity: 30 | 1 | Item
72
73 | R2.73 | Addressable Control Module for controlling lifts, activation of Sounder and strobes, integration of various systems to main fire alarm panel and any other equipment controlling (number of modules will be depend on the sub contractor's system architecture). Approximate quantity: 11 | 1 | Item
73
74 | R2.74 | Addressable loop isolator Module (as per manufacture recommendation or minimum 1 nos per floor) | 5 | Nr
74
74 |  | Two Way Communication System
75 | R2.75 | Supply and Installation of UL Listed, Fireman Telephone Control Panel which having capacity to cater all Zones individually and indicate location of the phone connected in the building, line supervisory module, master hand set and battery backup, all other necessary accessories required for connecting with hand sets to working order as per BOQ and technical specifications. Each floor include one phone jack in fire lobby and phone jacks provided other areas as shown on the drawings. The telephone cabinet shall be contained minimum 5 handsets. 2-Way telephone system shall support a minimum of 5 handsets online without degradation of the signal. | 1 | Item
75
75 |  | Carried Forward
75 |  | Brought Forward
75
76 | R2.76 | Supply and Installation of UL Listed, wall mounted fire telephone jack with including all other necessary accessories. | 5 | Nr
76
77 | R2.77 | Supply and installation of two way fire intercom system wiring for signal including necessary minimum 1.5mm2 fire resistant cable, conduits Etc. Rate shall include all cables from devices to relevant panels and connecting them to the main fire alarm panel to working order as per BOQ and technical specifications | 1 | Item
77
77 |  | Fire Suppression System - Clean Agent Suppression System
77 |  | Rate shall include for design, supply, install, testing and commissioning of Fire Suppression System as per Given specification and BOQ complete to working order with all connections to the entire satisfaction of the Engineer/Consultants. |  | Note
77
77 |  | Rates shall include all required items such as power supply units, power connections, Hot dipped galvanized (minimum thickness of 65 microns) brackets & supports, conduits, etc. and system shall work as per specification and fire department standards/requirements after installation complete. |  | Note
77
77 |  | Each and every item in the system shall be properly tested and verified for the operation and functionality to ensure that the system is complying the fire suppression system installation standards. |  | Note
77
77
77
77 |  | Carried Forward
77 |  | Brought Forward
77
77 |  | All panels and device shall be fully integrated to communicate with each other and suppression system control panel shall be interfaced with the Main fire alarm control panel (FACP). Rate shall also include the necessary work related to interfacing with the Main fire alarm control panel (FACP). |  | Note
77
78 | R2.78 | Design, Supply, installation, testing and commissioning of Clean agent fire suppression system for following rooms comply with NFPA 2001 - Clean Agent Fire extinguishing systems as per the given technical specifications. | 2 | Item
78
78 |  | Bidder shall decide the system size, discharge times, discharge pressure etc. |  | Note
78
78 |  | Detailed design with the drawings, calculations, item specifications, etc. and all necessary items need to be submitted for Engineer/Consultant's approval. |  | Note
78
78 |  | All equipment shall be UL listed, FM approved or LPCB approved. |  | Note
78
78 |  | Server Room (2nd Floor)
78 |  | Dimensions of the room as follows.
78 |  | Length: 7m
78 |  | Width: 6.5m
78 |  | Height (floor slab to slab soffit): 3.9m
78
78 |  | Dedicated HVAC Control Room (3rd Floor)
78 |  | Dimensions of the room as follows.
78 |  | Length: 4.88m
78 |  | Width: 4.8m
78 |  | Height (floor slab to slab soffit): 3.9m
78
78 |  | Carried Forward
78 |  | Brought Forward
78
78 |  | +17400 Fourth Floor Level to +45000 Roof Level
78
78 |  | Two Way Communication System
78
79 | R2.79 | Supply and Installation of UL Listed, wall mounted fire telephone jack with including all other necessary accessories. | 7 | Nr
79
80 | R2.80 | Supply and installation of two way fire intercom system wiring for signal including necessary minimum 1.5mm2 fire resistant cable, conduits Etc. Rate shall include all cables from devices to relevant panels and connecting them to the main fire alarm panel to working order as per BOQ and technical specifications | 1 | Item
80
80
80
80
80
80
80
80
80
80 |  | Carried Forward
80 |  | Brought Forward
80
80 |  | -2100 Basement Floor Level to +1200 Ground Floor Level
80 |  | Fire Detection and Alarm Devices
80 |  | Supply and Installation of below devices/Items with all required Bases and including all other necessary accessories required for connecting them to the main fire alarm panel/Power supply unit/connection to working order as per BOQ and technical specifications. All items shall be listed. |  | Note
81 | R2.81 | Addressable Photoelectric type Smoke Detector | 7 | Nr
81
82 | R2.82 | Addressable Heat Detector (rate of rise) | 12 | Nr
82
83 | R2.83 | Addressable Dual action Manual Call Point | 3 | Nr
83
84 | R2.84 | Addressable Alarm Sounder | 1 | Nr
84
85 | R2.85 | Strobe Light | 1 | Nr
85
85 |  | Exit Signs
85 |  | Supply and Installation of ceiling/wall mounted, Fire Exit Luminaire with Ni-Cd batteries and all other necessary accessories required for connecting them to the main power supply as per the BOQ and technical specifications. (230 VAC power supply is provided by electrical contractor).
86 | R2.86 | Exit sign board - Single side | 2 | Nr
86
87 | R2.87 | Exit sign board with arrow up and staircase symbol - Single side | 1 | Nr
87
88 | R2.88 | Exit sign board with arrow - Double side | 2 | Nr
88
88
88
88
88
88
88
88
88
88 |  | Carried Forward
88 |  | Brought Forward
88
88 |  | +1200 Ground Floor Level to +5250 First Floor Level
88
88 |  | Fire Detection and Alarm Devices
88 |  | Supply and Installation of below devices/Items with all required Bases and including all other necessary accessories required for connecting them to the main fire alarm panel/Power supply unit/connection to working order as per BOQ and technical specifications. All items shall be listed. |  | Note
88
89 | R2.89 | Addressable Photoelectric type Smoke Detector | 8 | Nr
89
90 | R2.90 | Addressable Photoelectric type Smoke Detector within the ceiling voids | 4 | Nr
90
91 | R2.91 | Addressable Heat Detector (rate of rise) | 4 | Nr
91
92 | R2.92 | Addressable Heat Detector (fixed temperature) | 1 | Nr
92
93 | R2.93 | Addressable Dual action Manual Call Point | 2 | Nr
93
94 | R2.94 | Addressable Alarm Sounder | 2 | Nr
94
95 | R2.95 | Remote indicators for smoke detectors within the ceiling voids | 2 | Nr
95
96 | R2.96 | Strobe Light | 2 | Nr
96
96 |  | Floor Mimic Panel
97 | R2.97 | Supply and Installation of A3 size mimic panel for the graphical representation of the floor with appropriate zoning as per the fire detection system | 1 | Nr
97
97 |  | Exit Signs
97 |  | Supply and Installation of ceiling/wall mounted, Fire Exit Luminaire with Ni-Cd batteries and all other necessary accessories required for connecting them to the main power supply as per the BOQ and technical specifications. (230 VAC power supply is provided by electrical contractor).
97 |  | Carried Forward
97 |  | Brought Forward
97
98 | R2.98 | Exit sign board - Single side | 4 | Nr
98
99 | R2.99 | Exit sign board with arrow - Double side | 1 | Nr
99
99 |  | +5250 First Floor Level to +9300 Second Floor Level
99 |  | Fire Detection and Alarm Devices
99 |  | Supply and Installation of below devices/Items with all required Bases and including all other necessary accessories required for connecting them to the main fire alarm panel/Power supply unit/connection to working order as per BOQ and technical specifications. All items shall be listed. |  | Note
100 | R2.100 | Addressable Photoelectric type Smoke Detector | 20 | Nr
100
101 | R2.101 | Addressable Photoelectric type Smoke Detector within the ceiling voids | 2 | Nr
101
102 | R2.102 | Addressable Dual action Manual Call Point | 2 | Nr
102
103 | R2.103 | Addressable Alarm Sounder | 2 | Nr
103
104 | R2.104 | Remote indicators for smoke detectors within the ceiling voids | 2 | Nr
104
105 | R2.105 | Strobe Light | 1 | Nr
105
105 |  | Floor Mimic Panel
106 | R2.106 | Supply and Installation of A3 size mimic panel for the graphical representation of the floor with appropriate zoning as per the fire detection system | 1 | Nr
106
106 |  | Exit Signs
106 |  | Supply and Installation of ceiling/wall mounted, Fire Exit Luminaire with Ni-Cd batteries and all other necessary accessories required for connecting them to the main power supply as per the BOQ and technical specifications. (230 VAC power supply is provided by electrical contractor).
107 | R2.107 | Exit sign board - Single side | 4 | Nr
107
107 |  | Carried Forward
107 |  | Brought Forward
107
108 | R2.108 | Exit sign board with arrow down and staircase symbol - Single side | 1 | Nr
108
108 |  | +9300 Second Floor Level to +13350 Third Floor Level
108 |  | Fire Detection and Alarm Devices
108 |  | Supply and Installation of below devices/Items with all required Bases and including all other necessary accessories required for connecting them to the main fire alarm panel/Power supply unit/connection to working order as per BOQ and technical specifications. All items shall be listed. |  | Note
109 | R2.109 | Addressable Photoelectric type Smoke Detector | 10 | Nr
109
110 | R2.110 | Addressable Photoelectric type Smoke Detector within the ceiling voids | 21 | Nr
110
110 |  | Addressable Heat Detector (rate of rise) |  | Nr
110
111 | R2.111 | Addressable Heat Detector (fixed temperature) | 6 | Nr
111
112 | R2.112 | Addressable Dual action Manual Call Point | 2 | Nr
112
113 | R2.112 | Addressable Alarm Sounder | 2 | Nr
113
114 | R2.114 | Remote indicators for smoke detectors within the ceiling voids | 3 | Nr
114
115 | R2.115 | Strobe Light | 2 | Nr
115
115 |  | Floor Mimic Panel
116 | R2.116 | Supply and Installation of A3 size mimic panel for the graphical representation of the floor with appropriate zoning as per the fire detection system | 1 | Nr
116
116
116
116
116
116 |  | Carried Forward
116 |  | Brought Forward
116
116 |  | Exit Signs
116 |  | Supply and Installation of ceiling/wall mounted, Fire Exit Luminaire with Ni-Cd batteries and all other necessary accessories required for connecting them to the main power supply as per the BOQ and technical specifications. (230 VAC power supply is provided by electrical contractor).
117 | R2.117 | Exit sign board - Single side | 6 | Nr
117
118 | R2.118 | Exit sign board with arrow down and staircase symbol - Single side | 1 | Nr
118
118 |  | +13350 Third Floor Level to +17400 Fourth Floor Level
118 |  | Fire Detection and Alarm Devices
118 |  | Supply and Installation of below devices/Items with all required Bases and including all other necessary accessories required for connecting them to the main fire alarm panel/Power supply unit/connection to working order as per BOQ and technical specifications. All items shall be listed. |  | Note
119 | R2.119 | Addressable Photoelectric type Smoke Detector | 15 | Nr
119
120 | R2.120 | Addressable Dual action Manual Call Point | 2 | Nr
120
121 | R2.121 | Addressable Alarm Sounder | 2 | Nr
121
122 | R2.122 | Strobe Light | 2 | Nr
122
122 |  | Floor Mimic Panel
123 | R2.123 | Supply and Installation of A3 size mimic panel for the graphical representation of the floor with appropriate zoning as per the fire detection system | 1 | Nr
123
123
123
123
123 |  | Carried Forward
123 |  | Brought Forward
123
123 |  | Exit Signs
123 |  | Supply and Installation of ceiling/wall mounted, Fire Exit Luminaire with Ni-Cd batteries and all other necessary accessories required for connecting them to the main power supply as per the BOQ and technical specifications. (230 VAC power supply is provided by electrical contractor).
124 | R2.124 | Exit sign board - Single side | 5 | Nr
124
125 | R2.125 | Exit sign board with arrow down and staircase symbol - Single side | 1 | Nr
125
125 |  | -2100 Basement Floor Level to +17400 Fourth Floor Level
125
125 |  | Authority Approvals
126 | R2.126 | Allow for the cost for obtaining approvals for Fire Services Installation prior to installation (design drawings) and final certification from the local authority (MNDF) after the installation works completed. | 1 | Item
126
126 |  | Testing & Commissioning
127 | R2.127 | Allow for Testing and Commissioning of Fire services installations and confirming the each and every device in the system in operation according to the technical specifications and client's requirements. Submission of 3 sets of Test reports and commissioning sheets. | 1 | Item
127
127 |  | Builder's Works
128 | R2.128 | Allow for all builder's work for Fire services installation including all necessary works & other civil construction works. | 1 | Item
128
128 |  | Any Other Item
128 |  | Allow for any other item not specified herein, but required for satisfactory operation of the Fire services.
128
128
D- FIRE SERVICES INSTALLATIONS
Total Carried to Summary

## S - Electrical Installation (2
CONSTRUCTION OF THE CENTRAL COLD CHAIN FACILITY BUILDING WITH CLIMATE-FRIENDLY DESIGNS AT HULHUMALE LOT 11766
BILL OF QUANTITIES - BILL NO. 28
| Item No. | Description | Qty | Unit | Rate (MVR.) | Amount (MVR.)
SUPERSTRUCTURE
S - ELECTRICAL INSTALLATIONS
0 |  | General notes for pricing ;
0
0 |  | Tenderers are advised to refer to the General Notes, Pricing Preambles, Drawings, Specifications, Condition of Contract, Special Conditions of Contract and other relevant documents prior to pricing of the following items. |  | Note
0
0 |  | Rates for materials/ plants/ equipment not approved for duty free facilities to be quoted on duty paid basis. |  | Note
0
0 |  | The rate shall include for insurance during handling, rehandling, transport, storage, theft until ready for installation, delivery of equipment up to the point of installation and until handing over. |  | Note
0
0 |  | Tenderers shall provide all dimensions, and technical information of all builders work to the Engineer in advance in relation to the programme of work. |  | Note
0
0 |  | All connection cables, sleeves, trench joints etc. to and out of the building shall be flexible allowing a provision for any Itemtlement or movements. |  | Note
0
0 |  | The extent of the work as provided for in this bill of quantities shall consist of all the items covered under the Specifications. |  | Note
0
0
0
0 |  | Carried Forward
0 |  | Brought Forward
0 |  | Rate shall include for necessary chasings, trenching, conduits, cables, cable trays, fittings and clips, cutting holes and chases in brick work/ block work/ concrete work complete with all necessary accessories such as sockets, connections, cable glands and boxes, hardware clips, soldering and jointing materials etc., for proper installing and laying of cables. |  | Note
0
0 |  | Rates shall include for point wiring include supply & installation of all cables, wiring, Conduting, clips, earth cables, draw wires, brackets, ceiling roses, wiring, wooden blocks, junction boxes, switch boxes, 3 core flexible cord, bulb holders, accessories, switches, socket outlet bases/switches, all hardware fixings and insulating materials, junction boxes, fan hooks, fan hangers, connectors, cutting holes and chases and making good in all trades. |  | Note
0
0 |  | All switches and socket outlets shall be approved make, type and all samples of switches and socket outlets shall be submitted with necessary technical specifications to the Engineer's approval prior to installation. |  | Note
0
0 |  | The Tenderers shall submit the following information on the items/equipment quoted for together with the Tender. |  | Note
0
0 |  | a.Make-cables, conduits, cable trays and ladders, switches, power sockets, lamp fittings, switch gear items, panels
0 |  | b. model No.
0 |  | c. technical data. (Refer specification for details)
0 |  | d. country of manufacture
0 |  | Carried Forward
0 |  | Brought Forward
0 |  | e. delivery period
0 |  | f. lead time for manufacturing.
0 |  | g. port of shipping
0 |  | h. CIF value of each item in foreign currency.
0 |  | j. Optional items and their additional cost. (additional cost to be submitted separately)
0 |  | k. Schedule of items to be carried out by others connected to installation of generators/transformers/Electrical panels such as some builders work and electrical connection.
0 |  | l. Details of all special features
0 |  | m. schedule attached to specification.
0
0 |  | The Tenderers shall submit the technical information and manuals etc., in triplicate. |  | Note
0
0 |  | All under ground cables directly buried in ground/run in trenches to be properly laid and covered with cable tiles/trench covers. Rate for under ground cables shall include for all necessary excavation, sand layers, concrete tiles, warning strips and back filling with approved quality earth properly compacted, hot dipped galvanized brackets for trenches, accessories...etc. as applicable. |  | Note
0
0
0
0
0
0
0
0
0
0
0
0
0
0 |  | Carried Forward
0 |  | Brought Forward
0 |  | Rates for all electrical panels shall include for supply and installation of all necessary MCCB's, MCB's, EFR's, ELCB's auxiliary contacts, Volt meters, ammeters, kWh meters, indicator lamps, selector switches, inter connecting copper bus bars, inter locks aligning and grounding the panel, intern connectors, internal wiring instrument wiring loops, connecting to switch gears, cable gland lugs, steel channels and necessary hardware fixing and insulating materials with fully enclosed metal clad panels and distribution boards where ever necessary and complete as shown in drawing and comply with the specifications, and as per relevant latest B.S. standards and I.E.E. regulations and all complete to working order to the approval of the local authorities an the Engineer. |  | Note
0
0 |  | All electrical equipment such as MCB, MCCB, RCCB etc; all switches, socket outlets, Electrical switch gear, all junction boxes, all fluorescent tubes chokes and ceiling fan in an approved make in luxury ranges and suitable to nature of this project and asper the specification and approval of the Engineer. |  | Note
0
0 |  | Rates shall include for supply installation, testing and commissioning and maintenance of the system for power and lighting according to drawings and specifications all complete to working order and to the entire satisfaction of the Engineer. |  | Note
0
0 |  | All the wiring work done under this contract shall conform to BS 7671 :2008 - IEE Wiring regulation-18th Edition and any other regulations stipulated by the Maldives Electricity Bureau. |  | Note
0
0 |  | Carried Forward
0 |  | Brought Forward
0 |  | Rate point wiring shall include for all the conduits, conduit fittings, casings, fixing material, for power points. |  | Note
0
0 |  | It is requested to use only interior designer approved make for switch sand socket outlets, dimmers..etc. |  | Note
0
0 |  | All cables for equipment and units designated to function under fire condition to be in fire rated cables and steel conduits as indicated and rates shall include accordingly. |  | Note
0
0 |  | The panel boards supplied and installed under this contract shall be complete with all the requires accessories such as neutral bars, earth bars, fixing material…etc. |  | Note
0
0 |  | The following may be used as a standard of quality expected in this project. |  | Note
0 |  | Cable - Kelani cable, ACL cable or equivalent
0 |  | Enclosures - 'Hensel' or equivalent
0 |  | Panel Boards - 'KIK' or equivalent
0 |  | MCCBs - 'ABB,SCHNEIDER,TERASAKI/MERLIN GERIN' or equivalent.
0 |  | MCBs - 'ABB,SCHNEIDER,TERASAKI/MERLIN GERIN' or equivalent.
0
0 |  | All metalic equipment/ items to be special treated against corrosion due to sea breeze. |  | Note
0
0 |  | All equipment shall be guaranteed for a period of 12 months from the date of commissioning or date of practical completion of the project or handing over of the project which ever later. |  | Note
0
0 |  | Tenderers are requested to refer PREFERRED LIST OF MAKES on pricing the items in this section of work |  | Note
0 |  | Carried Forward
0 |  | Brought Forward
0 | 0
0 |  | Lightning Protection System
1 | S1 | Supply and Installation of Lightning Protection system to cover the total building structure with Class II protection to comply with BS 62305 recommendations as per the drawings and specifications. (This is to refer to the structural earthing drawing for the lightning arrestor system before pricing) | 1 | Item
1
1 |  | Main Electrical Supply
2 | S2 | Allow for obtaining main power supply connection from the State Electric Company Limited (STELCO) (300kVA) including all the correspondence and co-'ordination work, cable termination, builders work etc., excluding the cost of transformers. | 1 | Item
2
2 |  | BUS RISER SYSTEM
2 |  | Supply and installation of sandwiched copper contact aluminium busbar trunking system manufactured to IEC 61439-6 as per project specification and drawings
2 |  | The insulation voltage grade and power frequency withstand voltage of the trunking shall be 1000V (rms) and 3.5kV for 1minute respectively
2 |  | Tap off units shall be plug in type front mounted, fabricated metal enclouses with hinged and gaskets front cover
2 |  | Tap off units shall be contain a load break switch with earth terminal and all other equired accessories
2
3 | S3 | 630A Aluminium Bus Duct from ground floor to lift machine floor (approximate length is mentioned and accurate length to be decided at shop drawing level)with all fixing accessories | 40 | m
4 | S4 | 630A 4P Flanged End (IP54) | 1 | nr
4
4 |  | Carried Forward
4 |  | Brought Forward
4
4 |  | CABLE MANAGEMENT SYSTEM Cable floorTrunking/Tray and Ladder/Trench
4
4 |  | Rate shall include supply & installation of floor trunking(HDGI), cable tray and ladders(ZN/AL powder coated), cable trench for point wiring, sub cabling in concealed installations as specified |  | Note
4
4 |  | All under ground cables directly buried in ground/ run in trenches to be properly laid and covered with cable tiles/ trench covers. Rate for under ground cables shall include for all necessary excavation, sand layers, concrete tiles, warning strips and back filling with approved quality Earth properly compacted, hot dipped galvanized brackets for trenches, accessories etc. as applicable filling with approved quality Earth properly compacted, hot dipped galvanized brackets for trenches, accessories etc. as applicable. |  | Note
4
4 |  | Supply and Installation of Zn/Al powder Coated Perforated Cable Tray/ladders as per the drawing with all necessary fittings, Cable Tray/ladders shall be Confirmed to the relevant IEC standards. |  | Note
5 | S5 | 300 x 100 mm Cable Ladder from basement to lift machine room | m | 50
5
5 |  | Main Electrical Earthing
6 | S6 | Allow for the main earthing system inclusive of the 15m, 120mm2 Cu/PVC Earth cables, earth connection to the pit, construction of the pit, cover slab….etc for Electrical Earthing,to achieve an earth impedance of less than 10 Ohms. | 1 | Item
6
6 |  | Carried Forward
6 |  | Brought Forward
6
6 |  | -2100 Basement Floor Level to +1200 ground Floor Level
6
6 |  | Main Switch Board(MSB), Sub Main Distribution Board(SMDB), Sub Distribution Board(SDB) and Distribution Board(DB)
6 |  | SDB
6 |  | Feeder Panel as shown on the drawing, complete with all incoming and outgoing MCCBs, MCBs, RCCBs,kWh meters..etc any other item required to work in order, Floor/wall mounted steel powder coated, form 2, IP42 metal enclosure with neutral link, earth bar and required accessories, all complete as per the specifications & detail drawings. |  | Note
6
7 | S7 | Supply and installation of SDB-FIRE | 1 | nr
7
8 | S8 | Supply and installation of SDB-BF | 1 | nr
8
8 |  | DB
8 |  | Distribution Panel as shown on the drawing, complete with all incoming and outgoing MCBs, RCCBs,..etc any other item required to work in order, wall mounted steel powder coated,form 1 IP42 metal enclosure with neutral link, earth bar and required accessories, all complete as per the specifications & detail drawings. |  | Note
8
9 | S9 | Supply and installation of DB-BF-LTG | 1 | nr
9
10 | S10 | Supply and installation of DB-BF-POW | 1 | nr
10
11 | S11 | Supply and installation of DB-BF-UPS | 1 | nr
11
11 |  | Carried Forward
11 |  | Brought Forward
11
11 |  | Main/Sub Cabling
11 |  | All under ground cables directly/through PVC pipe buried in ground/ in the trenches asappilcable, to be laid properly and covered with cable tiles, protection tapes, ..etc for mechanical protection,PVC sleeves may use if required. Rate shall include for all necessary works/accessories such as excavation, sand layers, cable tiles, warning strips and back filling .with approved quality earth, properly compacted, to the satisfaction of the Engineer |  | Note
11 |  | All above ground cables shall be laid on cable tray/trunking /conduits as applicable and covered by tray covers,…etc. For mechanical protection. PVC sleeves may use if required. Rate shall include for all necessary works/accessories such as galvanized brackets, supporting materials, fittings, nails, cable ties, earthing, ...etc, trays shall be of required sizes, GI powder coated, and shotted, to the satisfaction of Engineer. |  | Note
11
11 |  | Rate shall include supply, installation and termination of following Cables
11
12 | S12 | 4C 25mm2 Cu/XLPE/PVC + 16mm2 earth from MSB to to SDB-BF on Cable Tray/Ladder | 35 | m
12
13 | S13 | 4C 6mm2 Cu/PVC/PVC + 6mm2 earth from SDB-BF to DB-BF-LTG on Cable Tray/Ladder | 5 | m
13
14 | S14 | 4C 6mm2 Cu/PVC/PVC + 6mm2 earth from SDB-BF to DB-BF-POW on Cable Tray/Ladder | 5 | m
14
14 |  | Carried Forward
14 |  | Brought Forward
15 | S15 | 4C 6mm2 Cu/PVC/PVC + 6mm2 earth from SDB-GF-UPS to DB-BF-UPS on Cable Tray/Ladder | 35 | m
15
16 | S16 | 2C 6mm2 Cu/PVC/PVC + 6mm2 earth from SDB-BF to Isolator for EV charger on Cable Tray/Ladder | 36 | m
16
17 | S17 | 4C 16mm2 Cu/PVC/PVC + 16mm2 earth from SDB-BF to Isolator for EV fast charger on Cable Tray/Ladder | 34 | m
17
18 | S18 | 4C 35mm2 Cu/MGT/XLPE/PVC + 16mm2 earth from SDB-FIRE to Isolator for fire pump (duty) on Cable Tray/Ladder | 10 | m
18
19 | S19 | 4C 50mm2 Cu/Mgt/XLPE/LSHF + 25mm2 earth from ATS-EL to SDB-FIRE on Cable Tray/Ladder | 65 | m
19
20 | S20 | 4C 35mm2 Cu/MGT/XLPE/PVC + 16mm2 earth from SDB-FIRE to Isolator for fire pump (standby) on Cable Tray/Ladder | 10 | m
20
21 | S21 | 4C 6mm2 Cu/MGT/PVC/PVC + 6mm2 earth from SDB-FIRE to Isolator for fire pump (jockey) on Cable Tray/Ladder | 10 | m
21
21 |  | CABLE MANAGEMENT SYSTEM Cable floorTrunking/Tray and Ladder/Trench
21
21 |  | Rate shall include supply & installation of floor trunking(HDGI), cable tray and ladders(ZN/AL powder coated), cable trench for point wiring, sub cabling in concealed installations as specified |  | Note
21
21 |  | Carried Forward
21 |  | Brought Forward
21
21 |  | All under ground cables directly buried in ground/ run in trenches to be properly laid and covered with cable tiles/ trench covers. Rate for under ground cables shall include for all necessary excavation, sand layers, concrete tiles, warning strips and back filling with approved quality Earth properly compacted, hot dipped galvanized brackets for trenches, accessories etc. as applicable filling with approved quality Earth properly compacted, hot dipped galvanized brackets for trenches, accessories etc. as applicable. |  | Note
21
21 |  | Supply and Installation of Zn/Al powder Coated Perforated Cable Tray/ladders as per the drawing with all necessary fittings, Cable Tray/ladders shall be Confirmed to the relevant IEC standards. |  | Note
21
22 | S22 | 300 x 100 mm Cable tray with lid | m | 30
22
23 | S23 | 100 x 50 mm Cable tray | m | 15
23
23 |  | Point Wiring & Fittings
23 |  | Rate shall include supply & installation of cable, conduits for point wiring in concealed installations including switches, power outlet, isolators…etc, all as specified. |  | Note
23
23 |  | Light Point wiring
23 |  | Supply and Installation of 2 x 1C x1.5mm2 PVC/PVC/Cu + 2.5mm2 PVC/Cu earth cable c/w uPVC conduit, IP20 junction boxes, etc. for light point wiring including switches. |  | Note
24 | S24 | Light Points | 114 | nr
24
24
24 |  | Carried Forward
24 |  | Brought Forward
24
24 |  | Emergency Point wiring for non maintained type
25 | S25 | Supply and Installation of 3 x 1C x1.5mm2 PVC/PVC/Cu + 2.5mm2 PVC/Cu earth cable c/w uPVC conduit, IP20 junction boxes, etc. for emergency light point wirings | 18 | nr
25
25 |  | Socket outlet Wiring
25
25 |  | Supply and Installation of 2 x 1C x 2.5mm2 PVC/PVC/Cu + 2.5mm2 PVC/Cu earth cable c/w uPVC conduit, junction boxes etc. for following Socket outlet wiring. |  | Note
25
26 | S26 | 13A Single socket | 16 | nr
27 | S27 | 13A Single socket Metal Clad | 4 | nr
28 | S28 | 13A Black colour with neon indicator socket outlet for UPS | 16 | nr
28
28 |  | Fixtures Installation
28
28 |  | Socket Outlet
28 |  | Supply and Installation of socket outlet as per the drawings and specification
28
29 | S29 | 13A Single socket | 27 | nr
30 | S30 | 13A Single socket Metal Clad | 3 | nr
31 | S31 | 13A Black colour with neon indicator socket outlet for UPS | 16 | nr
31
31 |  | Lighting Fixtures
31
31 |  | Rate shall include supply and installation of following lighting fixtures, fixed in position including all fixing accessories, supports and connect to power subjected to following conditions. All light fittings to be used for this project shall be LED type. All light fittings Harmonic control shall be maintained below the expected values given in IEEE 519. |  | Note
31
31 |  | Carried Forward
31 |  | Brought Forward
31
31 |  | 1. All bathrooms, out door light fixtures shall be IP65 |  | Note
31
31 |  | 2. All car park light fixtures shall be IP54 & above. |  | Note
31
31 |  | 3. Light Fitting details in the Electrical Light point detail Legend & General Notes shall be followed prior to pricing. |  | Note
31
31 |  | 4.As a standard of quality light fittings shall be "Phillips,NVC,LEDVANCE(OSROM),THORN, " or approved equivalent. If deviating, more than 5 year local reference to be given. |  | Note
31 |  | INTERNAL WALL BRACKET LAMP
32 | S32 | Supply of fittings | 3 | nr
33 | S33 | Installation of fittings | 3 | nr
33
33 |  | SOFFIT / CEILING MOUNTED DOWN LIGHT FITTING
34 | S34 | Supply of fittings | 30 | nr
35 | S35 | Installation of fittings | 30 | nr
35
35 |  | 1200mm LONG SOFFIT/ CEILING MOUNTED LINEAR LIGHT FITTING
36 | S36 | Supply of fittings | 67 | nr
37 | S37 | Installation of fittings | 67 | nr
37
37 |  | 600mm X 600mm LED PANEL LIGHT FITTING
38 | S38 | Supply of fittings | 7 | nr
39 | S39 | Installation of fittings | 7 | nr
39
39 |  | NICHE LIGHT FITTING
40 | S40 | Supply of fittings | 6 | nr
41 | S41 | Installation of fittings | 6 | nr
41
41 |  | BULKHEAD LIGHT
42 | S42 | Supply of fittings | 1 | nr
43 | S43 | Installation of fittings | 1 | nr
43
43
43 |  | Carried Forward
43 |  | Brought Forward
43
43 |  | Emergency Light Fittings
43 |  | Centralised UPS emergency light system
43 |  | Emergency Light type 1
44 | S44 | Supply of fittings | 10 | nr
45 | S45 | Installation of fittings | 10 | nr
45
45 |  | Emergency Light type 2
46 | S46 | Supply of fittings | 8 | nr
47 | S47 | Installation of fittings | 8 | nr
47
48 | S48 | Supply and Installation of 1 Way Switch (5A) | 27 | nr
48
49 | S49 | Supply and Installation of 2 Way Switch (5A) | 2 | nr
49
49 |  | Powder coated metal Isolators
49 |  | Supply and installation of powder-coated metal Isolators comply to IEC 60947-3 , BS-EN 60947-3 with all the accessories including cable termination works.
49
49 |  | Supply and installation of 63A /4P Isolator for EV fast Charger
50 | S50 | Supply of fittings | 1 | nr
51 | S51 | Installation of fittings | 1 | nr
51
51 |  | Supply and installation of 32A /2P Isolator for EV fast Charger
52 | S52 | Supply of fittings | 1 | nr
53 | S53 | Installation of fittings | 1 | nr
53
53 |  | Supply and installation of 125A /4P Isolator for fire pumps
54 | S54 | Supply of fittings | 2 | nr
55 | S55 | Installation of fittings | 2 | nr
55
55 |  | Supply and installation of 25A /4P Isolator for fire jockey pumps
56 | S56 | Supply of fittings | 1 | nr
57 | S57 | Installation of fittings | 1 | nr
57
57
57 |  | Carried Forward
57 |  | Brought Forward
57
57 |  | +1200 Ground Floor Level to +5250 First Floor Level
57
57 |  | Main Switch Board(MSB), Sub Main Distribution Board(SMDB), Sub Distribution Board(SDB) and Distribution Board(DB)
57
57 |  | MSB
57
58 | S58 | Allow for supply and installation of MSB Panel including 100 kVAR capacitor bank rated @ 480V, digital and analyzer, Earth lekage Relay, surge diverters, indicators, selectable switch, PFRs, MCCBs & all accessories to work in order, floor mounted steel powder coated(100 micron), IP54 metal enclosure with neutral link, earth bar and required accessories, all complete and type tested to IEC standard as per the specifications & drawings. Form 3b, IP 54 Rate shall include for submission of shop drawings and wiring diagram to the Engineer's approval. | 1 | Item
58
58 |  | ATS Emergency Load (ATS-EL)
58
59 | S59 | Allow for supply and installation of ATS -EL Panel with ATS Panel including , digital and analyzer, Earth fault Relay, surge diverters, indicators, selectable switch, PFRs, ACB, MCCBs & all accessories to work in order, floor mounted steel powder coated(100 micron), IP54 metal enclosure with neutral link, earth bar and required accessories, all complete and type tested to IEC standard as per the specifications & drawings. Form 3b, IP 54 Rate shall include for submission of shop drawings and wiring diagram to the Engineer's approval. | 1 | Item
59
59 |  | Carried Forward
59 |  | Brought Forward
59
59 |  | SDB
59 |  | Feeder Panel as shown on the drawing, complete with all incoming and outgoing MCCBs, MCBs, RCCBs,kWh meters..etc any other item required to work in order, Floor/wall mounted steel powder coated, form 2, IP42 metal enclosure with neutral link, earth bar and required accessories, all complete as per the specifications & detail drawings. |  | Note
59
60 | S60 | Supply and installation of SDB-GF | 1 | nr
60
61 | S61 | Supply and installation of SDB-GF-UPS | 1 | nr
61
61 |  | DB
61 |  | Distribution Panel as shown on the drawing, complete with all incoming and outgoing MCBs, RCCBs,..etc any other item required to work in order, wall mounted steel powder coated,form 1 IP42 metal enclosure with neutral link, earth bar and required accessories, all complete as per the specifications & detail drawings. |  | Note
62 | S62 | Supply and installation of DB-GF-LTG | 1 | nr
62
63 | S63 | Supply and installation of DB-GF-POW | 1 | nr
63
64 | S64 | Supply and installation of DB-GF-UPS | 1 | nr
64
64 |  | BUS BAR CABLE FEEDER BOX
65 | S65 | bus bar cable feeder box as shown on the drawing, complete with MCCB type Isolator and any other item required to work in order, wall mounted steel powder coated, IP44 metal enclosure with neutral link, earth bar and required accessories, all complete as per the specifications & detail drawings. | 1 | item
65
65
65
65
65 |  | Carried Forward
65 |  | Brought Forward
65
65 |  | Main/Sub Cabling
65 |  | All under ground cables directly/through PVC pipe buried in ground/ in the trenches asappilcable, to be laid properly and covered with cable tiles, protection tapes, ..etc for mechanical protection,PVC sleeves may use if required. Rate shall include for all necessary works/accessories such as excavation, sand layers, cable tiles, warning strips and back filling .with approved quality earth, properly compacted, to the satisfaction of the Engineer |  | Note
65
65 |  | All above ground cables shall be laid on cable tray/trunking /conduits as applicable and covered by tray covers,…etc. For mechanical protection. PVC sleeves may use if required. Rate shall include for all necessary works/accessories such as galvanized brackets, supporting materials, fittings, nails, cable ties, earthing, ...etc, trays shall be of required sizes, GI powder coated, and shotted, to the satisfaction of Engineer. |  | Note
65
65 |  | Rate shall include supply, installation and termination of following Cables
65
65
66 | S66 | 4x1C 185mm2 Cu/Mgt/XLPE/LSHF from generator to to ATS-EL on Cable Tray/Ladder | 10 | m
66
67 | S67 | 4x1C 185mm2 Cu/Mgt/XLPE/LSHF + 95mm2 earth from MSB to to ATS-EL on Cable Tray/Ladder | 16 | m
67 |  | Carried Forward
67 |  | Brought Forward
67
68 | S68 | 2x 4C 185mm2 Cu/XLPE/PVC + 95mm2 earth from MSB to to bus bar cable feeder box on Cable Tray/Ladder | 30 | m
68
69 | S69 | 4C 16mm2 Cu/PVC/PVC + 16mm2 earth from MSB to to SDB-GF on Cable Tray/Ladder | 30 | m
69
70 | S70 | 4C 16mm2 Cu/PVC/PVC + 16mm2 earth from MSB to to SDB-GF-UPS on Cable Tray/Ladder | 10 | m
70
71 | S71 | 4C 6mm2 Cu/PVC/PVC + 6mm2 earth from SDB-GF to DB-GF-LTG on Cable Tray/Ladder | 5 | m
71
72 | S72 | 4C 6mm2 Cu/PVC/PVC + 6mm2 earth from SDB-GF to DB-GF-POW on Cable Tray/Ladder | 5 | m
72
73 | S73 | 2C 6mm2 Cu/PVC/PVC + 6mm2 earth from SDB-GF-UPS to DB-GF-UPS on Cable Tray/Ladder | 30 | m
73
73 |  | CABLE MANAGEMENT SYSTEM Cable floorTrunking/Tray and Ladder/Trench
73
73 |  | Rate shall include supply & installation of floor trunking(HDGI), cable tray and ladders(ZN/AL powder coated), cable trench for point wiring, sub cabling in concealed installations as specified |  | Note
73
73
73
73
73
73 |  | Carried Forward
73 |  | Brought Forward
73 |  | All under ground cables directly buried in ground/ run in trenches to be properly laid and covered with cable tiles/ trench covers. Rate for under ground cables shall include for all necessary excavation, sand layers, concrete tiles, warning strips and back filling with approved quality Earth properly compacted, hot dipped galvanized brackets for trenches, accessories etc. as applicable filling with approved quality Earth properly compacted, hot dipped galvanized brackets for trenches, accessories etc. as applicable. |  | Note
73
73 |  | Supply and Installation of Zn/Al powder Coated Perforated Cable Tray/ladders as per the drawing with all necessary fittings, Cable Tray/ladders shall be Confirmed to the relevant IEC standards. |  | Note
74 | S74 | 400 x 100 mm Cable tray with lid | m | 25
75 | S75 | 300 x 100 mm Cable tray with lid | m | 5
76 | S76 | 200 x 100 mm Cable tray with lid | m | 10
76
76 |  | Point Wiring & Fittings
76 |  | Rate shall include supply & installation of cable, conduits for point wiring in concealed installations including switches, power outlet, isolators…etc, all as specified. |  | Note
76
76 |  | Light Point wiring
76 |  | Supply and Installation of 2 x 1C x1.5mm2 PVC/PVC/Cu + 2.5mm2 PVC/Cu earth cable c/w uPVC conduit, IP20 junction boxes, etc. for light point wiring including switches. |  | Note
77 | S77 | Light Points | 168 | nr
77
77
77
77
77 |  | Carried Forward
77 |  | Brought Forward
77
77 |  | Emergency Point wiring for non maintained type
78 | S78 | Supply and Installation of 3 x 1C x1.5mm2 PVC/PVC/Cu + 2.5mm2 PVC/Cu earth cable c/w uPVC conduit, IP20 junction boxes, etc. for emergency light point wirings | 23 | nr
78
78 |  | Socket outlet Wiring
78
78 |  | Supply and Installation of 2 x 1C x 2.5mm2 PVC/PVC/Cu + 2.5mm2 PVC/Cu earth cable c/w uPVC conduit, junction boxes etc. for following Socket outlet wiring. |  | Note
78
79 | S79 | 13A Single socket | 27 | nr
80 | S80 | 13A Single socket Metal Clad | 2 | nr
81 | S81 | 13A Black colour with neon indicator socket outlet for UPS | 5 | nr
81
81 |  | Fixtures Installation
81
81 |  | Socket Outlet
81
81 |  | Supply and Installation of socket outlet as per the drawings and specification
81
82 | S82 | 13A Single socket | 27 | nr
83 | S83 | 13A Single socket Metal Clad | 2 | nr
84 | S84 | 13A Black colour with neon indicator socket outlet for UPS | 5 | nr
84
84 |  | Lighting Fixtures
84
84 |  | Rate shall include supply and installation of following lighting fixtures, fixed in position including all fixing accessories, supports and connect to power subjected to following conditions. All light fittings to be used for this project shall be LED type. All light fittings Harmonic control shall be maintained below the expected values given in IEEE 519. |  | Note
84
84 |  | Carried Forward
84 |  | Brought Forward
84
84 |  | 1. All bathrooms, out door light fixtures shall be IP65 |  | Note
84
84 |  | 2. All car park light fixtures shall be IP54 & above. |  | Note
84
84 |  | 3. Light Fitting details in the Electrical Light point detail Legend & General Notes shall be followed prior to pricing. |  | Note
84
84 |  | 4.As a standard of quality light fittings shall be "Phillips,NVC,LEDVANCE(OSROM),THORN, " or approved equivalent. If deviating, more than 5 year local reference to be given. |  | Note
84
84 |  | INTERNAL WALL BRACKET LAMP
85 | S85 | Supply of fittings | 8 | nr
86 | S86 | Installation of fittings | 8 | nr
86
86 |  | SOFFIT / CEILING MOUNTED DOWN LIGHT FITTING
87 | S87 | Supply of fittings | 89 | nr
88 | S88 | Installation of fittings | 89 | nr
88
88 |  | 1200mm LONG SOFFIT/ CEILING MOUNTED LINEAR LIGHT FITTING
89 | S89 | Supply of fittings | 28 | nr
90 | S90 | Installation of fittings | 28 | nr
90
90 |  | 600mm X 600mm LED PANEL LIGHT FITTING
91 | S91 | Supply of fittings | 3 | nr
92 | S92 | Installation of fittings | 3 | nr
92
92 |  | STEP LIGHT FITTING
93 | S93 | Supply of fittings | 8 | nr
94 | S94 | Installation of fittings | 8 | nr
94
94 |  | NICHE LIGHT FITTING
95 | S95 | Supply of fittings | 27 | nr
96 | S96 | Installation of fittings | 27 | nr
96
96 |  | Carried Forward
96 |  | Brought Forward
96
96 |  | SPOT LIGHT FITTING
97 | S97 | Supply of fittings | 4 | nr
98 | S98 | Installation of fittings | 4 | nr
98
98 |  | BULKHEAD LIGHT
99 | S99 | Supply of fittings | 1 | nr
100 | S100 | Installation of fittings | 1 | nr
100
100 |  | Emergency Light Fittings
100 |  | Centralised UPS emergency light system
100 |  | Emergency Light type 1
101 | S101 | Supply of fittings | 18 | nr
102 | S102 | Installation of fittings | 18 | nr
102
102 |  | Emergency Light type 2
103 | S103 | Supply of fittings | 5 | nr
104 | S104 | Installation of fittings | 5 | nr
104
105 | S105 | Supply and Installation of 1 Way Switch (5A) | 44 | nr
105
106 | S106 | Supply and Installation of 2 Way Switch (5A) | 4 | nr
106
106 |  | Uninterruptible Power Supply System (UPS)
106 |  | Supply and installation of Direct On Line / Double Conversion Un-interruptible Power Supply System With 15min backup time with Manual Change over (MCO) for Maintanence purpose |  | Note
107 | S107 | 25 kVA three phase | 1 | nr
107
107
107
107
107
107
107
107
107 |  | Carried Forward
107 |  | Brought Forward
107
107 |  | +5250 First Floor Level to +9300 Second Floor Level
107
107 |  | Main Switch Board(MSB), Sub Main Distribution Board(SMDB), Sub Distribution Board(SDB) and Distribution Board(DB)
107
107 |  | SDB
107 |  | Feeder Panel as shown on the drawing, complete with all incoming and outgoing MCCBs, MCBs, RCCBs,kWh meters..etc any other item required to work in order, Floor/wall mounted steel powder coated, form 2, IP42 metal enclosure with neutral link, earth bar and required accessories, all complete as per the specifications & detail drawings. |  | Note
107
108 | S108 | Supply and installation of SDB-1F | 1 | nr
108
108 |  | DB
108 |  | Distribution Panel as shown on the drawing, complete with all incoming and outgoing MCBs, RCCBs,..etc any other item required to work in order, wall mounted steel powder coated,form 1 IP42 metal enclosure with neutral link, earth bar and required accessories, all complete as per the specifications & detail drawings. |  | Note
108
109 | S109 | Supply and installation of DB-1F-LTG | 1 | nr
109
110 | S110 | Supply and installation of DB-1F-POW | 1 | nr
110
111 | S111 | Supply and installation of DB-1F-UPS | 1 | nr
111
111
111 |  | Carried Forward
111 |  | Brought Forward
111
111 |  | Main/Sub Cabling
111 |  | All under ground cables directly/through PVC pipe buried in ground/ in the trenches asappilcable, to be laid properly and covered with cable tiles, protection tapes, ..etc for mechanical protection,PVC sleeves may use if required. Rate shall include for all necessary works/accessories such as excavation, sand layers, cable tiles, warning strips and back filling .with approved quality earth, properly compacted, to the satisfaction of the Engineer |  | Note
111
111 |  | All above ground cables shall be laid on cable tray/trunking /conduits as applicable and covered by tray covers,…etc. For mechanical protection. PVC sleeves may use if required. Rate shall include for all necessary works/accessories such as galvanized brackets, supporting materials, fittings, nails, cable ties, earthing, ...etc, trays shall be of required sizes, GI powder coated, and shotted, to the satisfaction of Engineer. |  | Note
111
111 |  | Rate shall include supply, installation and termination of following Cables
111
112 | S112 | 4C 16mm2 Cu/PVC/PVC + 16mm2 earth from BUS BAR TAP OFF to to SDB-1F on Cable Tray/Ladder | 5 | m
112
113 | S113 | 4C 6mm2 Cu/PVC/PVC + 6mm2 earth from SDB-1F to DB-1F-LTG on Cable Tray/Ladder | 5 | m
113
114 | S114 | 4C 6mm2 Cu/PVC/PVC + 6mm2 earth from SDB-1F to DB-1F-POW on Cable Tray/Ladder | 5 | m
114 |  | Carried Forward
114 |  | Brought Forward
114
115 | S115 | 4C 6mm2 Cu/PVC/PVC + 6mm2 earth from SDB-GF-UPS to DB-1F-UPS on Cable Tray/Ladder | 35 | m
115
115 |  | BUS RISER SYSTEM
115 |  | Supply and installation of sandwiched copper contact aluminium busbar trunking system manufactured to IEC 61439-6 as per project specification and drawings
115 |  | The insulation voltage grade and power frequency withstand voltage of the trunking shall be 1000V (rms) and 3.5kV for 1minute respectively
115 |  | Tap off units shall be plug in type front mounted, fabricated metal enclouses with hinged and gaskets front cover
115 |  | Tap off units shall be contain a load break switch with earth terminal and all other equired accessories
115
115 |  | Tap off Units
116 | S116 | 63A MCCB 4P 25kA tap off unit | 1 | nr
116
116 |  | CABLE MANAGEMENT SYSTEM Cable floorTrunking/Tray and Ladder/Trench
116
116 |  | Rate shall include supply & installation of floor trunking(HDGI), cable tray and ladders(ZN/AL powder coated), cable trench for point wiring, sub cabling in concealed installations as specified |  | Note
116
116
116
116
116
116
116 |  | Carried Forward
116 |  | Brought Forward
116
116 |  | All under ground cables directly buried in ground/ run in trenches to be properly laid and covered with cable tiles/ trench covers. Rate for under ground cables shall include for all necessary excavation, sand layers, concrete tiles, warning strips and back filling with approved quality Earth properly compacted, hot dipped galvanized brackets for trenches, accessories etc. as applicable filling with approved quality Earth properly compacted, hot dipped galvanized brackets for trenches, accessories etc. as applicable. |  | Note
116
116 |  | Supply and Installation of Zn/Al powder Coated Perforated Cable Tray/ladders as per the drawing with all necessary fittings, Cable Tray/ladders shall be Confirmed to the relevant IEC standards. |  | Note
117 | S117 | 100 x 50 mm Cable tray | m | 3
117
117 |  | Point Wiring & Fittings
117 |  | Rate shall include supply & installation of cable, conduits for point wiring in concealed installations including switches, power outlet, isolators…etc, all as specified. |  | Note
117
117 |  | Light Point wiring
117 |  | Supply and Installation of 2 x 1C x1.5mm2 PVC/PVC/Cu + 2.5mm2 PVC/Cu earth cable c/w uPVC conduit, IP20 junction boxes, etc. for light point wiring including switches. |  | Note
118 | S118 | Light Points | 211 | nr
118
118
118
118
118
118 |  | Carried Forward
118 |  | Brought Forward
118
118 |  | Emergency Point wiring for non maintained type
119 | S119 | Supply and Installation of 3 x 1C x1.5mm2 PVC/PVC/Cu + 2.5mm2 PVC/Cu earth cable c/w uPVC conduit, IP20 junction boxes, etc. for emergency light point wirings | 27 | nr
119
119 |  | Socket outlet Wiring
119
119 |  | Supply and Installation of 2 x 1C x 2.5mm2 PVC/PVC/Cu + 2.5mm2 PVC/Cu earth cable c/w uPVC conduit, junction boxes etc. for following Socket outlet wiring. |  | Note
119
120 | S120 | 13A Single socket | 72 | nr
121 | S121 | 13A Black colour with neon indicator socket outlet for UPS | 21 | nr
121
121 |  | Fixtures Installation
121
121 |  | Socket Outlet
121
121 |  | Supply and Installation of socket outlet as per the drawings and specification
121
122 | S122 | 13A Single socket | 72 | nr
123 | S123 | 13A Black colour with neon indicator socket outlet for UPS | 21 | nr
123
123 |  | Lighting Fixtures
123
123 |  | Rate shall include supply and installation of following lighting fixtures, fixed in position including all fixing accessories, supports and connect to power subjected to following conditions. All light fittings to be used for this project shall be LED type. All light fittings Harmonic control shall be maintained below the expected values given in IEEE 519. |  | Note
123 |  | Carried Forward
123 |  | Brought Forward
123
123 |  | 1. All bathrooms, out door light fixtures shall be IP65 |  | Note
123
123 |  | 2. All car park light fixtures shall be IP54 & above. |  | Note
123
123 |  | 3. Light Fitting details in the Electrical Light point detail Legend & General Notes shall be followed prior to pricing. |  | Note
123
123 |  | 4.As a standard of quality light fittings shall be "Phillips,NVC,LEDVANCE(OSROM),THORN, " or approved equivalent. If deviating, more than 5 year local reference to be given. |  | Note
123
123 |  | INTERNAL WALL BRACKET LAMP
124 | S124 | Supply of fittings | 7 | nr
125 | S125 | Installation of fittings | 7 | nr
125
125 |  | SOFFIT / CEILING MOUNTED DOWN LIGHT FITTING
126 | S126 | Supply of fittings | 132 | nr
127 | S127 | Installation of fittings | 132 | nr
127
127 |  | 600mm X 600mm LED PANEL LIGHT FITTING
128 | S128 | Supply of fittings | 6 | nr
129 | S129 | Installation of fittings | 6 | nr
129
129 |  | NICHE LIGHT FITTING
130 | S130 | Supply of fittings | 2 | nr
131 | S131 | Installation of fittings | 2 | nr
131
131 |  | SPOT LIGHT FITTING
132 | S132 | Supply of fittings | 10 | nr
133 | S133 | Installation of fittings | 10 | nr
133
133 |  | 250mm X 1200mm LONG CEILING MOUNTED LED LIGHT PANELS USED AS MODULES (m)
134 | S134 | Supply of fittings | 53 | m
135 | S135 | Installation of fittings | 53 | m
135
135 |  | Carried Forward
135 |  | Brought Forward
135 |  | BULKHEAD LIGHT
136 | S136 | Supply of fittings | 1 | nr
137 | S137 | Installation of fittings | 1 | nr
137
137 |  | Emergency Light Fittings
137 |  | Centralised UPS emergency light system
137 |  | Emergency Light type 1
138 | S138 | Supply of fittings | 27 | nr
139 | S139 | Installation of fittings | 27 | nr
139
140 | S140 | Supply and Installation of 1 Way Switch (5A) | 43 | nr
140
141 | S141 | Supply and Installation of 2 Way Switch (5A) | 4 | nr
141
142 | S142 | Supply and Installation of 2 Pole Switch (20A) | 1 | nr
142
142 |  | +9300 Second Floor Level to +13350 Third Floor Level
142
142 |  | Main Switch Board(MSB), Sub Main Distribution Board(SMDB), Sub Distribution Board(SDB) and Distribution Board(DB)
142
142 |  | SDB
142 |  | Feeder Panel as shown on the drawing, complete with all incoming and outgoing MCCBs, MCBs, RCCBs,kWh meters..etc any other item required to work in order, Floor/wall mounted steel powder coated, form 2, IP42 metal enclosure with neutral link, earth bar and required accessories, all complete as per the specifications & detail drawings. |  | Note
142
143 | S143 | Supply and installation of SDB-2F | 1 | nr
143
144 | S144 | Supply and installation of SDB-2F-EP | 1 | nr
144
144 |  | Carried Forward
144 |  | Brought Forward
144 |  | DB
144 |  | Distribution Panel as shown on the drawing, complete with all incoming and outgoing MCBs, RCCBs,..etc any other item required to work in order, wall mounted steel powder coated,form 1 IP42 metal enclosure with neutral link, earth bar and required accessories, all complete as per the specifications & detail drawings. |  | Note
144
145 | S145 | Supply and installation of DB-2F-LTG | 1 | nr
145
146 | S146 | Supply and installation of DB-2F-POW | 1 | nr
146
147 | S147 | Supply and installation of DB-2F-UPS | 1 | nr
147
147 |  | Main/Sub Cabling
147 |  | All under ground cables directly/through PVC pipe buried in ground/ in the trenches asappilcable, to be laid properly and covered with cable tiles, protection tapes, ..etc for mechanical protection,PVC sleeves may use if required. Rate shall include for all necessary works/accessories such as excavation, sand layers, cable tiles, warning strips and back filling .with approved quality earth, properly compacted, to the satisfaction of the Engineer |  | Note
147
147 |  | All above ground cables shall be laid on cable tray/trunking /conduits as applicable and covered by tray covers,…etc. For mechanical protection. PVC sleeves may use if required. Rate shall include for all necessary works/accessories such as galvanized brackets, supporting materials, fittings, nails, cable ties, earthing, ...etc, trays shall be of required sizes, GI powder coated, and shotted, to the satisfaction of Engineer. |  | Note
147
147 |  | Rate shall include supply, installation and termination of following Cables
147
147 |  | Carried Forward
147 |  | Brought Forward
148 | S148 | 4C 35mm2 Cu/XLPE/PVC + 16mm2 earth fromATS-EL to to SDB-2F-EP on Cable Tray/Ladder | 62 | m
148
149 | S149 | 4C 25mm2 Cu/XLPE/PVC + 16mm2 earth from BUS BAR TAPP OFF to to SDB-2F on Cable Tray/Ladder | 5 | m
149
150 | S150 | 4C 6mm2 Cu/PVC/PVC + 6mm2 earth from SDB-2F to DB-2F-LTG on Cable Tray/Ladder | 5 | m
150
151 | S151 | 4C 6mm2 Cu/PVC/PVC + 6mm2 earth from SDB-2F to DB-2F-POW on Cable Tray/Ladder | 5 | m
151
152 | S152 | 2C 6mm2 Cu/PVC/PVC + 6mm2 earth from SDB-GF-UPS to DB-2F-UPS on Cable Tray/Ladder | 40 | m
152
153 | S153 | 4C 4mm2 Cu/PVC/PVC + 4mm2 earth from SDB-2F to Isolator for AHU 1 on Cable Tray/Ladder | 27 | m
153
154 | S154 | 4C 4mm2 Cu/PVC/PVC + 4mm2 earth from SDB-2F to Isolator for AHU 2 on Cable Tray/Ladder | 27 | m
154
155 | S155 | 4C 4mm2 Cu/PVC/PVC + 4mm2 earth from SDB-2F-EP to Isolator for Cold Room 1 on Cable Tray/Ladder | 22 | m
155
156 | S156 | 4C 4mm2 Cu/PVC/PVC + 4mm2 earth from SDB-2F-EP to Isolator for Cold Room 2 on Cable Tray/Ladder | 17 | m
156
157 | S157 | 4C 4mm2 Cu/PVC/PVC + 4mm2 earth from SDB-2F-EP to Isolator for Cold Room 3 on Cable Tray/Ladder | 20 | m
157
157 |  | Carried Forward
157 |  | Brought Forward
158 | S158 | 4C 4mm2 Cu/PVC/PVC + 4mm2 earth from SDB-2F-EP to Isolator for Cold Room 4 on Cable Tray/Ladder | 25 | m
158
159 | S159 | 4C 4mm2 Cu/PVC/PVC + 4mm2 earth from SDB-2F-EP to Isolator for Cold Room 5 on Cable Tray/Ladder | 30 | m
159
159 |  | BUS RISER SYSTEM
159 |  | Supply and installation of sandwiched copper contact aluminium busbar trunking system manufactured to IEC 61439-6 as per project specification and drawings
159 |  | The insulation voltage grade and power frequency withstand voltage of the trunking shall be 1000V (rms) and 3.5kV for 1minute respectively
159 |  | Tap off units shall be plug in type front mounted, fabricated metal enclouses with hinged and gaskets front cover
159 |  | Tap off units shall be contain a load break switch with earth terminal and all other equired accessories
159
159 |  | Tap off Units
160 | S160 | 100A MCCB 4P 25kA tap off unit | 1 | nr
160
160 |  | CABLE MANAGEMENT SYSTEM Cable floorTrunking/Tray and Ladder/Trench
160
160 |  | Rate shall include supply & installation of floor trunking(HDGI), cable tray and ladders(ZN/AL powder coated), cable trench for point wiring, sub cabling in concealed installations as specified |  | Note
160
160
160
160 |  | Carried Forward
160 |  | Brought Forward
160
160 |  | All under ground cables directly buried in ground/ run in trenches to be properly laid and covered with cable tiles/ trench covers. Rate for under ground cables shall include for all necessary excavation, sand layers, concrete tiles, warning strips and back filling with approved quality Earth properly compacted, hot dipped galvanized brackets for trenches, accessories etc. as applicable filling with approved quality Earth properly compacted, hot dipped galvanized brackets for trenches, accessories etc. as applicable. |  | Note
160
160 |  | Supply and Installation of Zn/Al powder Coated Perforated Cable Tray/ladders as per the drawing with all necessary fittings, Cable Tray/ladders shall be Confirmed to the relevant IEC standards. |  | Note
161 | S161 | 100 x 50 mm Cable tray | m | 42
162 | S162 | 32∅mm GI Conduit | m | 40
162
162 |  | Point Wiring & Fittings
162 |  | Rate shall include supply & installation of cable, conduits for point wiring in concealed installations including switches, power outlet, isolators…etc, all as specified. |  | Note
162
162 |  | Light Point wiring
162 |  | Supply and Installation of 2 x 1C x1.5mm2 PVC/PVC/Cu + 2.5mm2 PVC/Cu earth cable c/w uPVC conduit, IP20 junction boxes, etc. for light point wiring including switches. |  | Note
163 | S163 | Light Points | 120 | nr
163
163
163
163
163 |  | Carried Forward
163 |  | Brought Forward
163 |  | Emergency Point wiring for non maintained type
164 | S164 | Supply and Installation of 3 x 1C x1.5mm2 PVC/PVC/Cu + 2.5mm2 PVC/Cu earth cable c/w uPVC conduit, IP20 junction boxes, etc. for emergency light point wirings | 19 | nr
164
164 |  | Socket outlet Wiring
164
164 |  | Supply and Installation of 2 x 1C x 2.5mm2 PVC/PVC/Cu + 2.5mm2 PVC/Cu earth cable c/w uPVC conduit, junction boxes etc. for following Socket outlet wiring. |  | Note
164
165 | S165 | 13A Single socket | 41 | nr
166 | S166 | 13A Black colour with neon indicator socket outlet for UPS | 11 | nr
166
166 |  | Fixtures Installation
166
166 |  | Socket Outlet
166
166 |  | Supply and Installation of socket outlet as per the drawings and specification
166
167 | S167 | 13A Single socket | 41 | nr
168 | S168 | 13A Black colour with neon indicator socket outlet for UPS | 11 | nr
168
168 |  | Lighting Fixtures
168
168 |  | Rate shall include supply and installation of following lighting fixtures, fixed in position including all fixing accessories, supports and connect to power subjected to following conditions. All light fittings to be used for this project shall be LED type. All light fittings Harmonic control shall be maintained below the expected values given in IEEE 519. |  | Note
168
168 |  | Carried Forward
168 |  | Brought Forward
168 |  | 1. All bathrooms, out door light fixtures shall be IP65 |  | Note
168
168 |  | 2. All car park light fixtures shall be IP54 & above. |  | Note
168
168 |  | 3. Light Fitting details in the Electrical Light point detail Legend & General Notes shall be followed prior to pricing. |  | Note
168
168 |  | 4.As a standard of quality light fittings shall be "Phillips,NVC,LEDVANCE(OSROM),THORN, " or approved equivalent. If deviating, more than 5 year local reference to be given. |  | Note
168
168 |  | INTERNAL WALL BRACKET LAMP
169 | S169 | Supply of fittings | 5 | nr
170 | S170 | Installation of fittings | 5 | nr
170
170 |  | SOFFIT / CEILING MOUNTED DOWN LIGHT FITTING
171 | S171 | Supply of fittings | 44 | nr
172 | S172 | Installation of fittings | 44 | nr
172
172 |  | 1200mm LONG SOFFIT/ CEILING MOUNTED LINEAR LIGHT FITTING
173 | S173 | Supply of fittings | 26 | nr
174 | S174 | Installation of fittings | 26 | nr
174
174 |  | 600mm X 600mm LED PANEL LIGHT FITTING
175 | S175 | Supply of fittings | 13 | nr
176 | S176 | Installation of fittings | 13 | nr
176
176 |  | NICHE LIGHT FITTING
177 | S177 | Supply of fittings | 1 | nr
178 | S178 | Installation of fittings | 1 | nr
178
178 |  | Carried Forward
178 |  | Brought Forward
178
178 |  | 250mm X 1200mm LONG CEILING MOUNTED LED LIGHT PANELS USED AS MODULES (m)
179 | S179 | Supply of fittings | 33 | m
180 | S180 | Installation of fittings | 33 | m
180
180 |  | BULKHEAD LIGHT
181 | S181 | Supply of fittings | 1 | nr
182 | S182 | Installation of fittings | 1 | nr
182
182 |  | Emergency Light Fittings
182 |  | Centralised UPS emergency light system
182 |  | Emergency Light type 1
183 | S183 | Supply of fittings | 15 | nr
184 | S184 | Installation of fittings | 15 | nr
184
184 |  | Emergency Light type 2
185 | S185 | Supply of fittings | 4 | nr
186 | S186 | Installation of fittings | 4 | nr
186
187 | S187 | Supply and Installation of 1 Way Switch (5A) | 31 | nr
187
188 | S188 | Supply and Installation of 2 Way Switch (5A) | 4 | nr
188
188 |  | Powder coated metal Isolators
188 |  | Supply and installation of powder-coated metal Isolators comply to IEC 60947-3 , BS-EN 60947-3 with all the accessories including cable termination works.
188
188 |  | Supply and installation of 20A /4P Isolator for AHU
189 | S189 | Supply of fittings | 2 | nr
190 | S190 | Installation of fittings | 2 | nr
190
190 |  | Supply and installation of 25A /4P Isolator for cold room
191 | S191 | Supply of fittings | 5 | nr
192 | S192 | Installation of fittings | 5 | nr
192 |  | Carried Forward
192 |  | Brought Forward
192
192 |  | +13350 Third Floor Level to +17400 Fourth Floor Level
192
192 |  | Main Switch Board(MSB), Sub Main Distribution Board(SMDB), Sub Distribution Board(SDB) and Distribution Board(DB)
192
192 |  | SDB
192 |  | Feeder Panel as shown on the drawing, complete with all incoming and outgoing MCCBs, MCBs, RCCBs,kWh meters..etc any other item required to work in order, Floor/wall mounted steel powder coated, form 2, IP42 metal enclosure with neutral link, earth bar and required accessories, all complete as per the specifications & detail drawings. |  | Note
192
193 | S193 | Supply and installation of SDB-3F | 1 | nr
193
193 |  | DB
193 |  | Distribution Panel as shown on the drawing, complete with all incoming and outgoing MCBs, RCCBs,..etc any other item required to work in order, wall mounted steel powder coated,form 1 IP42 metal enclosure with neutral link, earth bar and required accessories, all complete as per the specifications & detail drawings. |  | Note
194 | S194 | Supply and installation of DB-3F-LTG | 1 | nr
194
195 | S195 | Supply and installation of DB-3F-POW | 1 | nr
195
196 | S196 | Supply and installation of DB-3F-UPS | 1 | nr
196
196
196
196 |  | Carried Forward
196 |  | Brought Forward
196 |  | Main/Sub Cabling
196 |  | All under ground cables directly/through PVC pipe buried in ground/ in the trenches asappilcable, to be laid properly and covered with cable tiles, protection tapes, ..etc for mechanical protection,PVC sleeves may use if required. Rate shall include for all necessary works/accessories such as excavation, sand layers, cable tiles, warning strips and back filling .with approved quality earth, properly compacted, to the satisfaction of the Engineer |  | Note
196
196 |  | All above ground cables shall be laid on cable tray/trunking /conduits as applicable and covered by tray covers,…etc. For mechanical protection. PVC sleeves may use if required. Rate shall include for all necessary works/accessories such as galvanized brackets, supporting materials, fittings, nails, cable ties, earthing, ...etc, trays shall be of required sizes, GI powder coated, and shotted, to the satisfaction of Engineer. |  | Note
196
196 |  | Rate shall include supply, installation and termination of following Cables
196
197 | S197 | 4C 16mm2 Cu/PVC/PVC + 16mm2 earth from BUS BAR TAP OFF to to SDB-3F on Cable Tray/Ladder | 5 | m
197
198 | S198 | 4C 6mm2 Cu/PVC/PVC + 6mm2 earth from SDB-3F to DB-3F-LTG on Cable Tray/Ladder | 5 | m
198
199 | S199 | 4C 6mm2 Cu/PVC/PVC + 6mm2 earth from SDB-3F to DB-3F-POW on Cable Tray/Ladder | 5 | m
199
200 | S200 | 2C 6mm2 Cu/PVC/PVC + 6mm2 earth from SDB-GF-UPS to DB-3F-UPS on Cable Tray/Ladder | 45 | m
200 |  | Carried Forward
200 |  | Brought Forward
200
200 |  | BUS RISER SYSTEM
200 |  | Supply and installation of sandwiched copper contact aluminium busbar trunking system manufactured to IEC 61439-6 as per project specification and drawings
200 |  | The insulation voltage grade and power frequency withstand voltage of the trunking shall be 1000V (rms) and 3.5kV for 1minute respectively
200 |  | Tap off units shall be plug in type front mounted, fabricated metal enclouses with hinged and gaskets front cover
200 |  | Tap off units shall be contain a load break switch with earth terminal and all other equired accessories
200
200 |  | Tap off Units
201 | S201 | 63A MCCB 4P 25kA tap off unit | 1 | nr
201
201 |  | CABLE MANAGEMENT SYSTEM Cable floorTrunking/Tray and Ladder/Trench
201
201 |  | Rate shall include supply & installation of floor trunking(HDGI), cable tray and ladders(ZN/AL powder coated), cable trench for point wiring, sub cabling in concealed installations as specified |  | Note
201
201 |  | All under ground cables directly buried in ground/ run in trenches to be properly laid and covered with cable tiles/ trench covers. Rate for under ground cables shall include for all necessary excavation, sand layers, concrete tiles, warning strips and back filling with approved quality Earth properly compacted, hot dipped galvanized brackets for trenches, accessories etc. as applicable filling with approved quality Earth properly compacted, hot dipped galvanized brackets for trenches, accessories etc. as applicable. |  | Note
201 |  | Carried Forward
201 |  | Brought Forward
201
201 |  | Supply and Installation of Zn/Al powder Coated Perforated Cable Tray/ladders as per the drawing with all necessary fittings, Cable Tray/ladders shall be Confirmed to the relevant IEC standards. |  | Note
202 | S202 | 100 x 50 mm Cable tray | m | 3
202
202 |  | Main Electrical Earthing
203 | S203 | Allow for the main earthing system inclusive of the 15m, 120mm2 Cu/PVC Earth cables, earth connection to the pit, construction of the pit, cover slab….etc for Electrical Earthing,to achieve an earth impedance of less than 10 Ohms. | 1 | Item
203
203 |  | Point Wiring & Fittings
203 |  | Rate shall include supply & installation of cable, conduits for point wiring in concealed installations including switches, power outlet, isolators…etc, all as specified. |  | Note
203
203 |  | Light Point wiring
203 |  | Supply and Installation of 2 x 1C x1.5mm2 PVC/PVC/Cu + 2.5mm2 PVC/Cu earth cable c/w uPVC conduit, IP20 junction boxes, etc. for light point wiring including switches. |  | Note
204 | S204 | Light Points | 136 | nr
204
204 |  | Emergency Point wiring for non maintained type
205 | S205 | Supply and Installation of 3 x 1C x1.5mm2 PVC/PVC/Cu + 2.5mm2 PVC/Cu earth cable c/w uPVC conduit, IP20 junction boxes, etc. for emergency light point wirings | 21 | nr
205
205
205
205 |  | Carried Forward
205 |  | Brought Forward
205
205 |  | Socket outlet Wiring
205
205 |  | Supply and Installation of 2 x 1C x 2.5mm2 PVC/PVC/Cu + 2.5mm2 PVC/Cu earth cable c/w uPVC conduit, junction boxes etc. for following Socket outlet wiring. |  | Note
205
206 | S206 | 13A Single socket | 49 | nr
207 | S207 | 13A Black colour with neon indicator socket outlet for UPS | 15 | nr
207
207 |  | Fixtures Installation
207
207 |  | Socket Outlet
207
207 |  | Supply and Installation of socket outlet as per the drawings and specification
207
208 | S208 | 13A Single socket | 49 | nr
209 | S209 | 13A Black colour with neon indicator socket outlet for UPS | 15 | nr
209
209 |  | Lighting Fixtures
209
209 |  | Rate shall include supply and installation of following lighting fixtures, fixed in position including all fixing accessories, supports and connect to power subjected to following conditions. All light fittings to be used for this project shall be LED type. All light fittings Harmonic control shall be maintained below the expected values given in IEEE 519. |  | Note
209
209 |  | 1. All bathrooms, out door light fixtures shall be IP65 |  | Note
209
209 |  | 2. All car park light fixtures shall be IP54 & above. |  | Note
209
209 |  | 3. Light Fitting details in the Electrical Light point detail Legend & General Notes shall be followed prior to pricing. |  | Note
209 |  | Carried Forward
209 |  | Brought Forward
209
209 |  | 4.As a standard of quality light fittings shall be "Phillips,NVC,LEDVANCE(OSROM),THORN, " or approved equivalent. If deviating, more than 5 year local reference to be given. |  | Note
209
209 |  | INTERNAL WALL BRACKET LAMP
210 | S210 | Supply of fittings | 5 | nr
211 | S211 | Installation of fittings | 5 | nr
211
211 |  | SOFFIT / CEILING MOUNTED DOWN LIGHT FITTING
212 | S212 | Supply of fittings | 58 | nr
213 | S213 | Installation of fittings | 58 | nr
213
213 |  | 1200mm LONG SOFFIT/ CEILING MOUNTED LINEAR LIGHT FITTING
214 | S214 | Supply of fittings | 34 | nr
215 | S215 | Installation of fittings | 34 | nr
215
215 |  | 600mm X 600mm LED PANEL LIGHT FITTING
216 | S216 | Supply of fittings | 8 | nr
217 | S217 | Installation of fittings | 8 | nr
217
217 |  | NICHE LIGHT FITTING
218 | S218 | Supply of fittings | 1 | nr
219 | S219 | Installation of fittings | 1 | nr
219
219 |  | 250mm X 1200mm LONG CEILING MOUNTED LED LIGHT PANELS USED AS MODULES (m)
220 | S220 | Supply of fittings | 30 | m
221 | S221 | Installation of fittings | 30 | m
221
221 |  | BULKHEAD LIGHT
222 | S222 | Supply of fittings | 1 | nr
223 | S223 | Installation of fittings | 1 | nr
223
223 |  | Carried Forward
223 |  | Brought Forward
223
223 |  | Emergency Light Fittings
223 |  | Centralised UPS emergency light system
223 |  | Emergency Light type 1
224 | S224 | Supply of fittings | 15 | nr
225 | S225 | Installation of fittings | 15 | nr
225
225 |  | Emergency Light type 2
226 | S226 | Supply of fittings | 6 | nr
227 | S227 | Installation of fittings | 6 | nr
227
228 | S228 | Supply and Installation of 1 Way Switch (5A) | 33 | nr
228
229 | S229 | Supply and Installation of 2 Way Switch (5A) | 4 | nr
229
229
229 |  | +29550 Seventh Floor Level to +33600 Eighth Floor Level
229
229 |  | CABLE MANAGEMENT SYSTEM Cable floorTrunking/Tray and Ladder/Trench
229 |  | Rate shall include supply & installation of floor trunking(HDGI), cable tray and ladders(ZN/AL powder coated), cable trench for point wiring, sub cabling in concealed installations as specified |  | Note
229 |  | All under ground cables directly buried in ground/ run in trenches to be properly laid and covered with cable tiles/ trench covers. Rate for under ground cables shall include for all necessary excavation, sand layers, concrete tiles, warning strips and back filling with approved quality Earth properly compacted, hot dipped galvanized brackets for trenches, accessories etc. as applicable filling with approved quality Earth properly compacted, hot dipped galvanized brackets for trenches, accessories etc. as applicable. |  | Note
229 |  | Supply and Installation of Zn/Al powder Coated Perforated Cable Tray/ladders as per the drawing with all necessary fittings, Cable Tray/ladders shall be Confirmed to the relevant IEC standards. |  | Note
230 | S230 | 100 x 50 mm Cable tray | m | 3
230
230 |  | +37700 Roof Terrace Level to +42350 Lift Machine Room Level
230
230
230 |  | Lighting Fixtures
230
230 |  | Rate shall include supply and installation of following lighting fixtures, fixed in position including all fixing accessories, supports and connect to power subjected to following conditions. All light fittings to be used for this project shall be LED type. All light fittings Harmonic control shall be maintained below the expected values given in IEEE 519. |  | Note
230
230 |  | 1. All bathrooms, out door light fixtures shall be IP65 |  | Note
230
230 |  | 2. All car park light fixtures shall be IP54 & above. |  | Note
230
230 |  | 3. Light Fitting details in the Electrical Light point detail Legend & General Notes shall be followed prior to pricing. |  | Note
230
230 |  | 4.As a standard of quality light fittings shall be "Phillips,NVC,LEDVANCE(OSROM),THORN, " or approved equivalent. If deviating, more than 5 year local reference to be given. |  | Note
230
230 |  | INTERNAL WALL BRACKET LAMP
231 | S231 | Supply of fittings | 7 | nr
232 | S232 | Installation of fittings | 7 | nr
232
232
232 |  | +42350 Lift Machine Room Level to +45000 Roof Slab Level
232
232 |  | Main Switch Board(MSB), Sub Main Distribution Board(SMDB), Sub Distribution Board(SDB) and Distribution Board(DB)
232
232 |  | SDB
232 |  | Feeder Panel as shown on the drawing, complete with all incoming and outgoing MCCBs, MCBs, RCCBs,kWh meters..etc any other item required to work in order, Floor/wall mounted steel powder coated, form 2, IP42 metal enclosure with neutral link, earth bar and required accessories, all complete as per the specifications & detail drawings. |  | Note
232
233 | S233 | Supply and installation of SDB-LMR | 1 | nr
233
233 |  | Carried Forward
233 |  | Brought Forward
233 |  | DB
233 |  | Distribution Panel as shown on the drawing, complete with all incoming and outgoing MCBs, RCCBs,..etc any other item required to work in order, wall mounted steel powder coated,form 1 IP42 metal enclosure with neutral link, earth bar and required accessories, all complete as per the specifications & detail drawings. |  | Note
233
234 | S234 | Supply and installation of DB-LMR-LTG | 1 | nr
234
235 | S235 | Supply and installation of DB-LMR-POW | 1 | nr
235
236 | S236 | Supply and installation of DB-P-LIFT | 1 | nr
236
237 | S237 | Supply and installation of DB-F-LIFT | 1 | nr
237
237 |  | Main/Sub Cabling
237 |  | All under ground cables directly/through PVC pipe buried in ground/ in the trenches asappilcable, to be laid properly and covered with cable tiles, protection tapes, ..etc for mechanical protection,PVC sleeves may use if required. Rate shall include for all necessary works/accessories such as excavation, sand layers, cable tiles, warning strips and back filling .with approved quality earth, properly compacted, to the satisfaction of the Engineer |  | Note
237
237 |  | All above ground cables shall be laid on cable tray/trunking /conduits as applicable and covered by tray covers,…etc. For mechanical protection. PVC sleeves may use if required. Rate shall include for all necessary works/accessories such as galvanized brackets, supporting materials, fittings, nails, cable ties, earthing, ...etc, trays shall be of required sizes, GI powder coated, and shotted, to the satisfaction of Engineer. |  | Note
237
237 |  | Carried Forward
237 |  | Brought Forward
237
237 |  | Rate shall include supply, installation and termination of following Cables
237
238 | S238 | 4C 16mm2 Cu/Mgt/XLPE/LSHF + 16mm2 earth from ATS-EL to DB-F-LIFT on Cable Tray/Ladder | 95 | m
238
239 | S239 | 4C 185mm2 Cu/XLPE/PVC + 95mm2 earth from BUS BAR TAP OFF to SDB-LMR on Cable Tray/Ladder | 5 | m
239
240 | S240 | 4C 6mm2 Cu/PVC/PVC + 6mm2 earth from SDB-LMR to DB-LMR-LTG on Cable Tray/Ladder | 5 | m
240
241 | S241 | 2C 6mm2 Cu/PVC/PVC + 6mm2 earth from SDB-RT to DB-RT-POW on Cable Tray/Ladder | 5 | m
241
242 | S242 | 4C 25mm2 Cu/XLPE/PVC + 16mm2 earth from SDB-LMR to DB-P-LIFT on Cable Tray/Ladder | 15 | m
242
243 | S243 | 4C 4mm2 Cu/PVC/PVC + 4mm2 earth from SDB-LMR to Isolator for VRF Outdoor (basement & solar inverter room) on Cable Trunk | 38 | m
243
244 | S244 | 4C 16mm2 Cu/PVC/PVC + 16mm2 earth from SDB-LMR to Isolator for VRF Outdoor (ground floor first floor) on Cable Trunk | 12 | m
244
245 | S245 | 4C 16mm2 Cu/PVC/PVC + 16mm2 earth from SDB-LMR to Isolator for VRF Outdoor (second floor) on Cable Trunk | 15 | m
245
245
245 |  | Carried Forward
245 |  | Brought Forward
245
246 | S246 | 4C 10mm2 Cu/PVC/PVC + 10mm2 earth from SDB-LMR to Isolator for VRF Outdoor (third floor) on Cable Trunk | 17 | m
246
247 | S247 | 4C 6mm2 Cu/PVC/PVC + 6mm2 earth from SDB-LMR to Isolator for VRF Outdoor (fourth floor conference room) on Cable Trunk | 20 | m
247
248 | S248 | 4C 6mm2 Cu/PVC/PVC + 6mm2 earth from SDB-LMR to Isolator for VRF Outdoor (fourth floor) on Cable Trunk | 22 | m
248
249 | S249 | 4C 16mm2 Cu/PVC/PVC + 16mm2 earth from SDB-LMR to Isolator for VRF Outdoor (fifth floor) on Cable Trunk | 24 | m
249
250 | S250 | 4C 16mm2 Cu/PVC/PVC + 16mm2 earth from SDB-LMR to Isolator for VRF Outdoor (sixth floor) on Cable Trunk | 26 | m
250
251 | S251 | 4C 16mm2 Cu/PVC/PVC + 16mm2 earth from SDB-LMR to Isolator for VRF Outdoor (seventh floor) on Cable Trunk | 28 | m
251
252 | S252 | 4C 4mm2 Cu/PVC/PVC + 4mm2 earth from SDB-LMR to Isolator for VRF Outdoor (eighth floor) on Cable Trunk | 30 | m
252
253 | S253 | 4C 10mm2 Cu/PVC/PVC + 10mm2 earth from SDB-LMR to Isolator for VRF Outdoor (eighth floor auditorium) on Cable Trunk | 32 | m
253
254 | S254 | 2C 4mm2 Cu/MGT/PVC/LSHF + 4mm2 earth from DB-F-LIFT to Isolator for air craft warning light 1) on Cable Trunk | 35 | m
254
255 | S255 | 2C 4mm2 Cu/MGT/PVC/LSHF + 4mm2 earth from DB-F-LIFT to Isolator for air craft warning light 2) on Cable Trunk | 68 | m
255
255 |  | Carried Forward
255 |  | Brought Forward
255 |  | BUS RISER SYSTEM
255 |  | Supply and installation of sandwiched copper contact aluminium busbar trunking system manufactured to IEC 61439-6 as per project specification and drawings
255 |  | The insulation voltage grade and power frequency withstand voltage of the trunking shall be 1000V (rms) and 3.5kV for 1minute respectively
255 |  | Tap off units shall be plug in type front mounted, fabricated metal enclouses with hinged and gaskets front cover
255 |  | Tap off units shall be contain a load break switch with earth terminal and all other equired accessories
255
255 |  | Tap off Units
256 | S256 | 400A MCCB 4P 25kA tap off unit | 1 | nr
256
256 |  | CABLE MANAGEMENT SYSTEM Cable floorTrunking/Tray and Ladder/Trench
256
256 |  | Rate shall include supply & installation of floor trunking(HDGI), cable tray and ladders(ZN/AL powder coated), cable trench for point wiring, sub cabling in concealed installations as specified |  | Note
256
256 |  | All under ground cables directly buried in ground/ run in trenches to be properly laid and covered with cable tiles/ trench covers. Rate for under ground cables shall include for all necessary excavation, sand layers, concrete tiles, warning strips and back filling with approved quality Earth properly compacted, hot dipped galvanized brackets for trenches, accessories etc. as applicable filling with approved quality Earth properly compacted, hot dipped galvanized brackets for trenches, accessories etc. as applicable. |  | Note
256 |  | Carried Forward
256 |  | Brought Forward
256 |  | Supply and Installation of Zn/Al powder Coated Perforated Cable Tray/ladders as per the drawing with all necessary fittings, Cable Tray/ladders shall be Confirmed to the relevant IEC standards. |  | Note
257 | S257 | 300 x 100 mm Cable tray with lid | m | 3
258 | S258 | 200 x 50 mm Cable tray with lid | m | 10
259 | S259 | 100 x 50 mm Cable tray with lid | m | 15
260 | S260 | 300 x 50 mm Cable trunking system | m | 18
261 | S261 | 200 x 50 mm Cable trunking system | m | 15
262 | S262 | 32∅mm GI Conduit | m | 25
262
262 |  | Point Wiring & Fittings
262 |  | Rate shall include supply & installation of cable, conduits for point wiring in concealed installations including switches, power outlet, isolators…etc, all as specified. |  | Note
262
262 |  | Light Point wiring
262 |  | Supply and Installation of 2 x 1C x1.5mm2 PVC/PVC/Cu + 2.5mm2 PVC/Cu earth cable c/w uPVC conduit, IP20 junction boxes, etc. for light point wiring including switches. |  | Note
263 | S263 | Light Points | 56 | nr
263
263 |  | Emergency Point wiring for non maintained type
264 | S264 | Supply and Installation of 3 x 1C x1.5mm2 PVC/PVC/Cu + 2.5mm2 PVC/Cu earth cable c/w uPVC conduit, IP20 junction boxes, etc. for emergency light point wirings | 8 | nr
264
264 |  | Socket outlet Wiring
264
264 |  | Supply and Installation of 2 x 1C x 2.5mm2 PVC/PVC/Cu + 2.5mm2 PVC/Cu earth cable c/w uPVC conduit, junction boxes etc. for following Socket outlet wiring. |  | Note
264
265 | S265 | 13A Single socket | 10 | nr
265
265 |  | Carried Forward
265 |  | Brought Forward
265
265 |  | Fixtures Installation
265
265 |  | Socket Outlet
265
265 |  | Supply and Installation of socket outlet as per the drawings and specification
265
266 | S266 | 13A Single socket | 10 | nr
266
266 |  | Lighting Fixtures
266
266 |  | Rate shall include supply and installation of following lighting fixtures, fixed in position including all fixing accessories, supports and connect to power subjected to following conditions. All light fittings to be used for this project shall be LED type. All light fittings Harmonic control shall be maintained below the expected values given in IEEE 519. |  | Note
266
266 |  | 1. All bathrooms, out door light fixtures shall be IP65 |  | Note
266
266 |  | 2. All car park light fixtures shall be IP54 & above. |  | Note
266
266 |  | 3. Light Fitting details in the Electrical Light point detail Legend & General Notes shall be followed prior to pricing. |  | Note
266
266 |  | 4.As a standard of quality light fittings shall be "Phillips,NVC,LEDVANCE(OSROM),THORN, " or approved equivalent. If deviating, more than 5 year local reference to be given. |  | Note
266
266 |  | INTERNAL WALL BRACKET LAMP
267 | S267 | Supply of fittings | 3 | nr
268 | S268 | Installation of fittings | 3 | nr
268
268 |  | Carried Forward
268 |  | Brought Forward
268 |  | SOFFIT / CEILING MOUNTED DOWN LIGHT FITTING
269 | S269 | Supply of fittings | 32 | nr
270 | S270 | Installation of fittings | 32 | nr
270
270 |  | 600mm X 600mm LED PANEL LIGHT FITTING
271 | S271 | Supply of fittings | 8 | nr
272 | S272 | Installation of fittings | 8 | nr
272
272 |  | BULKHEAD LIGHT
273 | S273 | Supply of fittings | 1 | nr
274 | S274 | Installation of fittings | 1 | nr
274
274 |  | EXTERNAL WALL BRACKET LAMP ( IP65 )
275 | S275 | Supply of fittings | 12 | nr
276 | S276 | Installation of fittings | 12 | nr
276
276 |  | Emergency Light Fittings
276 |  | Centralised UPS emergency light system
276 |  | Emergency Light type 1
277 | S277 | Supply of fittings | 8 | nr
278 | S278 | Installation of fittings | 8 | nr
278
279 | S279 | Supply and Installation of 1 Way Switch (5A) | 14 | nr
279
280 | S280 | Supply and Installation of 2 Way Switch (5A) | 2 | nr
280
280 |  | Powder coated metal Isolators
280 |  | Supply and installation of powder-coated metal Isolators comply to IEC 60947-3 , BS-EN 60947-3 with all the accessories including cable termination works.
280
280 |  | Supply and installation of 20A /4P (IP65) Isolator for VRV Outdoor unit
281 | S281 | Supply of fittings | 1 | nr
282 | S282 | Installation of fittings | 1 | nr
282 |  | Carried Forward
282 |  | Brought Forward
282
282 |  | Supply and installation of 25A /4P (IP65) Isolator for VRV Outdoor unit
283 | S283 | Supply of fittings | 1 | nr
284 | S284 | Installation of fittings | 1 | nr
284
284 |  | Supply and installation of 32A /4P (IP65) Isolator for VRV Outdoor unit
285 | S285 | Supply of fittings | 2 | nr
286 | S286 | Installation of fittings | 2 | nr
286
286 |  | Supply and installation of 40A /4P (IP65) Isolator for VRV Outdoor unit
287 | S287 | Supply of fittings | 2 | nr
288 | S288 | Installation of fittings | 2 | nr
288
288 |  | Supply and installation of 63A /4P (IP65) Isolator for VRV Outdoor unit
289 | S289 | Supply of fittings | 1 | nr
290 | S290 | Installation of fittings | 1 | nr
290
290
290 |  | Supply and installation of 20A /4P Isolator for AHU
291 | S291 | Supply of fittings | 2 | nr
292 | S292 | Installation of fittings | 2 | nr
292
292 |  | Supply and installation of 25A /4P Isolator for cold room
293 | S293 | Supply of fittings | 5 | nr
294 | S294 | Installation of fittings | 5 | nr
294
294 |  | Supply and installation of 20A /2P Isolator for Air Craft Warning Lamp
295 | S295 | Supply of fittings | 2 | nr
296 | S296 | Installation of fittings | 2 | nr
296
296
296
296 |  | Carried Forward
296 |  | Brought Forward
296
296 |  | Aircraft Warning Lamp System
297 | S297 | Supply and installation of Air craft warning Light system including lights, control panels, power wiring, UPS supply etc to complete working order as per ICAO latest standard & as shown in the drawings. | 1 | Item
297
297 |  | ANY OTHER ITEM
298 | S298 | Allow for Coordination Drawings with incorporating other Services | 1 | Item
298
299 | S299 | Allow a contingency sum-provisional | 1 | PS
299
299
299
299
299
299
299
299
299
299
299
299
299
299
299
299
299
299
299 |  | S- ELECTRICAL INSTALLATIONS
299 |  | Total Carried to Summary

## S1 - ELV
CONSTRUCTION OF THE CENTRAL COLD CHAIN FACILITY BUILDING WITH CLIMATE-FRIENDLY DESIGNS AT HULHUMALE LOT 11766
BILL OF QUANTITIES - BILL NO. 29
| Item No. | Description | Qty | Unit | Rate (MVR.) | Amount (MVR.)
S1 - ELV SYSTEMS INSTALLATION
General notes for pricing ;
0 |  | The tenderers are requested to refer Bill of Quantities pricing Preambles, General Notes, Conditions of Sub Contract, Conditions of Particular Applications, Appendix to the Sub Contractor's Offer, Design Drawings, Existing MEP Services Drawings, Architectural Drawings and Specification and other relevant documents related to this tender prior to pricing of the following items. |  | Note
0
0 |  | The tenderder shall provide a schedule of all builder's work in connection with details of such items as necessary, along with the tender. |  | Note
0
0 |  | The tenderder shall provide all dimensions and technical information of all necessary builder's work to the Engineer in advance, in relation with the programmed of work. |  | Note
0
0 |  | BOQ given below is only for guidance. If any items required to operates the above system for intended purpose, its soley responsibility of the tenderder to include prices of those items in the tender price. |  | Note
0
0 |  | All equipment shall be guaranteed for a period of 12 months from the date of commissioning or date of practical completion of the project or handing over of the project which ever later. |  | Note
0
0 |  | The tenderder shall submit the following information on the items quoted for together with the tender.
0 |  | 1. Make
0 |  | 2. Model Nr
0 |  | Carried Forward
0 |  | Brought Forward
0 |  | 3. Technical data.(Refer specification for details)
0 |  | 4. Country of manufacture.
0 |  | 5. Delivery period.
0 |  | 6. Lead time for manufacturing.
0 |  | 7. Port of shipping.
0 |  | 8. CIF value of each item in foreign currency.
0 |  | 9. Optional items and their additional cost. (additional cost to be submitted separately)
0 |  | 10. Details of all special features.
0
0 | BF | -2100 Basement Floor Level to +1200 Ground Floor Level
0
0 |  | S1 - LOCAL AREA NETWORK SYSTEM (LAN)
0
0 |  | FIBER BACKBONE SYSTEM
0 |  | Supply and Installation of 8C Multi Mode (OM3) Fiber Optic Cables for LAN System laid through Cable Tray and Trunking etc., and all other required accessories complete to working order as per the Drawings & Technical Specifications
0
1 | S1.1 | 8 Core Multi Mode Fiber Optic (OM3) (Indoor) From Server Room in Second Floor to Data equipment rack in respective floor as per the drawings. | 50 | m
1
1 |  | DATA OUTLETS AND POINT WIRING
1 |  | Supply and installation of 4 pair UTP CAT 6 cable (Including Single Faceplates with Keystone Jacks, PVC Conduiting, trunking and all other necessary accessories)
2 | S1.2 | Basement Floor | 4 | Nr
2
2
2
2 |  | Carried Forward
2 |  | Brought Forward
2 |  | POINT WIRING FOR IP TELEPHONE
2 |  | Supply and installation of 4 pair UTP CAT 6 cable (Including Single Faceplates with Keystone Jacks, PVC Conduiting, trunking and all other necessary accessories)
3 | S1.3 | Basement Floor | 3 | Nr
3
3 |  | POINT WIRING FOR WiFi ACCESS POINTS
3 |  | Supply and installation of 4 pair UTP CAT 6 cable (Including Keystone Jacks, PVC Conduiting, trunking and all other necessary accessories)
4 | S1.4 | Basement Floor | 2 | Nr
4
4 |  | DATA EQUIPMENT RACK-(BASEMENT)
4 |  | Supply, installation and Termination of 19" Data Equipment Rack (Powder Coated Zn/ Aluminum ), Gass Door c/w Rack Mount Power Panel , Fan Modules with necessary quantities of following accessories.
4
5 | S1.5 | Passive Components | 1 | Lot
5 |  | 16U Wall mounted DATA Rack
5 |  | 8 Port Fiber patch panels including MM LC pigtails.
5 |  | 24 port CAT6 patch panels
5 |  | 1m /2m Patch leads - Multimode Fiber Optic with LC to LC interface
5 |  | 1m/2m Patch leads - CAT6, Unshielded
5 |  | 1U management panels and all cable management accessories
5 |  | 6 Way Power Bar
5 |  | Supply and Installation 1kVA Online UPS full load backup for 10 minutes
5
5
5 |  | Carried Forward
5 |  | Brought Forward
5 |  | Quantity of the all the passive equipment Should be obtained by the contractor by referring drawings and calculations for the satisfactory installation. 20% space Should be available in the rack for future expansions
5 |  | Any other items required for the satisfactory completion
5 |  | Following items Should be included with all above mentioned accessories as specified in the drawings.
5
6 | S1.6 | Active Components | 1 | Lot
6 |  | L2 Switch including 48 x 10/100/1000 MBps RJ45 POE ports and 2 Gigabit Uplink SFP+ Ports (740W)- 1No
6 |  | 850nm 10G SFP+ modules support mentioned Access switches
6 |  | Quantity of the all the Active equipment Should be obtained by the contractor by referring drawings and calculations for the satisfactory installation
6
6 |  | Wireless Access Points - Indoor (Ceiling/Wall Mounted )
7 | S1.7 | Basement Floor | 2 | Nr
7
7 |  | Cable Management System
8 | S1.8 | Supply and Installation of 100x50mm Powder Coated Cable Tray with Lid and necessary accessories. | 40 | m
9 | S1.9 | Supply and Installation of 300x100mm Powder Coated Cable Ladder with necessary accessories. | 5 | m
9
9
9
9
9
9
9 |  | Carried Forward
9 |  | Brought Forward
9 |  | Any Other Items
10 | S1.10 | Allow for any other item not specified herein, but either shown in drawings and as per specification or as required nearest to the condition given, and / or to full fill relevant BS and Local requirements or any other item necessary for the satisfactory completion of the SCS/LAN System. (If any to be Itemized) | 1 | Item
10
10 |  | TESTING AND COMMISSIONING
11 | S1.11 | Allow for testing and commissioning of the Data and Telephone Systems to the entire satisfaction of the engineer and submission of commissioning report in triplicate | 1 | Item
11
12 | S1.12 | As built drawings, shop drawings, Testing and Commissioning providing operation and maintenance manual. ( 3 copies of each) | 1 | Item
12
12 |  | S2 - PRIVATE AUTOMATIC BRANCH EXCHANGE SYSTEM (PABX)
12
12 |  | Telephone System
12 |  | Point wiring is provided under LAN
12
13 | S1.13 | Executive phone | 1 | Nr
13
14 | S1.14 | Standard phone | 2 | Nr
14
14 |  | Backbone Cabling
14 |  | Same IP Backbone Cabling for Local Area network will be used for Telephone System. |  | Note
14
14 |  | Any Other Items
15 | S1.15 | Allow for any other item not specified herein, but either shown in drawings and as per specification or as required nearest to the condition given, and / or to full fill relevant BS and Local requirements or any other item necessary for the satisfactory completion of the PABX System. (If any to be Itemized) | 1 | Item
15 |  | Carried Forward
15 |  | Brought Forward
15
15 |  | Testing and Commissioning.
16 | S1.16 | Testing of complete copper cabling system and issuing a test certificate acceptable to the commissioning. | 1 | Item
16
17 | S1.17 | As built drawings, shop drawings, providing operation and maintenance manuals in triplicate hard copies. | 1 | Item
17
17 |  | S3 - CLOSED CIRCUIT TV SYSTEM (CCTV)
17
17 |  | 2MP Fixed Lense Indoor Dome Camera
17 |  | Supply & Installation of Indoor Dome Cameras with necessary accessories.
18 | S1.18 | Basement Floor | 4 | Nr
18
18 |  | 4MP Fixed Lense Outdoor Bullet Camera
18 |  | Supply & Installation of Outdoor Bullet Cameras with necessary accessories.
19 | S1.19 | Basement Floor | 8 | Nr
19
19 |  | Supply and Installation of CCTV Point Wiring
20 | S1.20 | CCTV Point wiring complete with CAT6 Cables drawn through securely fixed PVC/GI conduits, network outlet, patch cords and necessary accessories. All surface mounted conduits in parking areas shall be GI. | 12 | Nr
20
20 |  | Supply and Installation of Equipment Racks at floor levels and main rack at server room will be provided at DATA/WIFI section which shared all the IP related services. |  | Note
20
20
20
20
20 |  | Carried Forward
20 |  | Brought Forward
20 |  | Any Other Items
20
20 |  | Testing & Commissioning of the system
21 | S1.21 | Testing and commissioning of the Close Circuit Television System (CCTV) to the entire satisfaction of the engineer and submission of commissioning report in triplicate. | 1 | Item
21
22 | S1.22 | As built drawings, shop drawings, technical catalogues, Testing and Commissioning providing operation and maintenance manual.( 3 copies of each) | 1 | Item
22
22 |  | +1200 Ground Floor Level to +5250 First Floor Level
22
22 |  | S1 - LOCAL AREA NETWORK SYSTEM (LAN)
22
22 |  | DATA OUTLETS AND POINT WIRING
22 |  | Supply and installation of 4 pair UTP CAT 6 cable (Including Single Faceplates with Keystone Jacks, PVC Conduiting, trunking and all other necessary accessories)
23 | S1.23 | Ground Floor | 2 | Nr
23
23 |  | POINT WIRING FOR IP TELEPHONE
23 |  | Supply and installation of 4 pair UTP CAT 6 cable (Including Single Faceplates with Keystone Jacks, PVC Conduiting, trunking and all other necessary accessories)
24 | S1.24 | Ground Floor | 2 | Nr
24
24 |  | POINT WIRING FOR IP TV
24 |  | Supply and installation of 4 pair UTP CAT 6 cable (Including Single Faceplates with Keystone Jacks, PVC Conduiting, trunking and all other necessary accessories)
25 | S1.25 | Ground Floor | 1 | Nr
25 |  | Carried Forward
25 |  | Brought Forward
25
25 |  | POINT WIRING FOR WiFi ACCESS POINTS
25 |  | Supply and installation of 4 pair UTP CAT 6 cable (Including Keystone Jacks, PVC Conduiting, trunking and all other necessary accessories)
26 | S1.26 | Ground Floor | 1 | Nr
26
26 |  | Wireless Access Points - Indoor (Ceiling/Wall Mounted )
27 | S1.27 | Ground Floor | 1 | Nr
27
27 |  | Cable Management System
28 | S1.28 | Supply and Installation of 100x50mm Powder Coated Cable Tray with Lid and necessary accessories. | 40 | m
29 | S1.29 | Supply and Installation of 300x100mm Powder Coated Cable Ladder with necessary accessories. | 5 | m
29
29 |  | Any Other Items
30 | S1.30 | Allow for any other item not specified herein, but either shown in drawings and as per specification or as required nearest to the condition given, and / or to full fill relevant BS and Local requirements or any other item necessary for the satisfactory completion of the SCS/LAN System. (If any to be Itemized) | 1 | Item
30
30 |  | TESTING AND COMMISSIONING
31 | S1.31 | Allow for testing and commissioning of the Data and Telephone Systems to the entire satisfaction of the engineer and submission of commissioning report in triplicate | 1 | Item
31
32 | S1.32 | As built drawings, shop drawings, Testing and Commissioning providing operation and maintenance manual. ( 3 copies of each) | 1 | Item
32 |  | Carried Forward
32 |  | Brought Forward
32 |  | S2 - PRIVATE AUTOMATIC BRANCH EXCHANGE SYSTEM (PABX)
32
32 |  | Telephone System
32 |  | Point wiring is provided under LAN
32
33 | S1.33 | Operator phone | 1 | Nr
33
34 | S1.34 | Standard phone | 1 | Nr
34
34 |  | Backbone Cabling
34 |  | Same IP Backbone Cabling for Local Area network will be used for Telephone System. |  | Note
34
34 |  | Any Other Items
35 | S1.35 | Allow for any other item not specified herein, but either shown in drawings and as per specification or as required nearest to the condition given, and / or to full fill relevant BS and Local requirements or any other item necessary for the satisfactory completion of the PABX System. (If any to be Itemized) | 1 | Item
35
35 |  | Testing and Commissioning.
36 | S1.36 | Testing of complete copper cabling system and issuing a test certificate acceptable to the commissioning. | 1 | Item
36
37 | S1.37 | As built drawings, shop drawings, providing operation and maintenance manuals in triplicate hard copies. | 1 | Item
37
37
37
37
37
37
37
37
37
37
37 |  | Carried Forward
37 |  | Brought Forward
37 |  | S3 - INTERNET PROTOCOL TELEVISION SYSTEM (IPTV)
37
37 |  | Point wiring
37 |  | Point wiring is provided under LAN |  | Note
37
37 |  | Set Top Box
38 | S1.38 | Supply & Installation of IPTV STB with necessary Audio Video Cables to the TV | 1 | Nr
38
38 |  | Any Other Items
39 | S1.39 | Allow for any other item not specified herein, but either shown in drawings and as per specification or as required nearest to the condition given, and / or to full fill relevant BS and Local requirements or any other item necessary for the satisfactory completion of the IPTV Cabling System. (If any to be Itemized) | 1 | Item
39
39 |  | Testing and Commissioning.
40 | S1.40 | Testing of complete copper cabling system and issuing a test certificate acceptable to the commissioning. | 1 | Item
40
41 | S1.41 | Testing & Commissioning of other IPTV Cabling System Components (Including Network Configuration Fire wall configuration and etc.) | 1 | Item
41
42 | S1.42 | As built drawings, shop drawings, providing operation and maintenance manuals in triplicate hard copies. | 1 | Item
42
42
42
42
42
42 |  | Carried Forward
42 |  | Brought Forward
42 |  | S4 - CLOSED CIRCUIT TV SYSTEM (CCTV)
42
42 |  | 2MP Fixed Lense Indoor Dome Camera
42 |  | Supply & Installation of Indoor Dome Cameras with necessary accessories.
43 | S1.43 | Ground Floor | 4 | Nr
43
43 |  | 4MP Fixed Lense Outdoor Bullet Camera
43 |  | Supply & Installation of Outdoor Bullet Cameras with necessary accessories.
44 | S1.44 | Ground Floor | 6 | Nr
44
44 |  | Supply and Installation of CCTV Point Wiring
45 | S1.45 | CCTV Point wiring complete with CAT6 Cables drawn through securely fixed PVC/GI conduits, network outlet, patch cords and necessary accessories. All surface mounted conduits in parking areas shall be GI. | 10 | Nr
45
45 |  | Supply and Installation of Equipment Racks at floor levels and main rack at server room will be provided at DATA/WIFI section which shared all the IP related services. |  | Note
45
45 |  | Any Other Items
46 | S1.46 | Allow for any other item not specified herein, but either shown in drawings and as per specification or as required nearest to the condition given, and / or to full fill relevant BS and Local requirements or any other item necessary for the satisfactory completion of the CCTV System. (If any to be Itemized) | 1 | Item
46
46
46
46
46 |  | Carried Forward
46 |  | Brought Forward
46
46 |  | Testing & Commissioning of the system
47 | S1.47 | Testing and commissioning of the Close Circuit Television System (CCTV) to the entire satisfaction of the engineer and submission of commissioning report in triplicate. | 1 | Item
47
48 | S1.48 | As built drawings, shop drawings, technical catalogues, Testing and Commissioning providing operation and maintenance manual.( 3 copies of each) | 1 | Item
48
48 |  | S5 - ACCESS CONTROL AND SYSTEM
48
48 |  | Stand Alone Guest Door Lock
48 |  | Supply and Installation of Standalone Guest Door Lock with necessary mortice mounting accessories
49 | S1.49 | Ground Floor | 3 | Nr
49
49 |  | Any Other Items
50 | S1.50 | Allow for any other item not specified herein, but either shown in drawings and as per specification or as required nearest to the condition given, and / or to full fill relevant BS and Local requirements or any other item necessary for the satisfactory completion of the DACS System. (If any to be Itemized) | 1 | Item
50
50 |  | Testing and Commissioning
50
51 | S1.51 | Allow for testing and commissioning of the DAC system to the entire satisfaction of the engineer and submission of commissioning report in triplicate. | 1 | Item
51
52 | S1.52 | As built drawings, shop drawings, Testing and Commissioning providing operation and maintenance manual. ( 3 copies of each) | 1 | Item
52 |  | Carried Forward
52 |  | Brought Forward
52
52 |  | S6 - PA SYSTEM
52
53 | S1.53 | Desktop Paging Microphone (Network Support) (@Reception) | 1 | Nr
53
53 |  | Any Other Items
53
54 | S1.54 | Allow for any other item not specified herein, but either shown in drawings and as per specification or as required nearest to the condition given, and / or to full fill relevant BS and Local requirements or any other item necessary for the satisfactory completion of the PA System. (If any to be Itemized) | 1 | Item
54
54 |  | Testing and Commissioning
54
55 | S1.55 | Allow for testing and commissioning of the PA system to the entire satisfaction of the engineer and submission of commissioning report in triplicate. | 1 | Item
55
56 | S1.56 | As built drawings, shop drawings, Testing and Commissioning providing operation and maintenance manual. ( 3 copies of each) | 1 | Item
56
56 |  | +5250 First Floor Level to +9300 Second Floor Level
56
56 |  | S1 - LOCAL AREA NETWORK SYSTEM (LAN)
56
56 |  | DATA OUTLETS AND POINT WIRING
56 |  | Supply and installation of 4 pair UTP CAT 6 cable (Including Single Faceplates with Keystone Jacks, PVC Conduiting, trunking and all other necessary accessories)
57 | S1.57 | First Floor | 1 | Nr
57 |  | Carried Forward
57 |  | Brought Forward
57 |  | POINT WIRING FOR IP TELEPHONE
57 |  | Supply and installation of 4 pair UTP CAT 6 cable (Including Single Faceplates with Keystone Jacks, PVC Conduiting, trunking and all other necessary accessories)
58 | S1.58 | First Floor | 11 | Nr
58
58 |  | POINT WIRING FOR IP TV
58 |  | Supply and installation of 4 pair UTP CAT 6 cable (Including Single Faceplates with Keystone Jacks, PVC Conduiting, trunking and all other necessary accessories)
59 | S1.59 | First Floor | 1 | Nr
59
59 |  | POINT WIRING FOR WiFi ACCESS POINTS
59 |  | Supply and installation of 4 pair UTP CAT 6 cable (Including Keystone Jacks, PVC Conduiting, trunking and all other necessary accessories)
60 | S1.60 | First Floor | 1 | Nr
60
60 |  | POINT WIRING FOR ACS
60 |  | Supply and installation of 4 pair UTP CAT 6 cable (Including Keystone Jacks, PVC Conduiting, trunking and all other necessary accessories)
61 | S1.61 | First Floor | 2 | Nr
61
61 |  | Wireless Access Points - Indoor (Ceiling/Wall Mounted )
62 | S1.62 | First Floor | 1 | Nr
62
62 |  | Cable Management System
63 | S1.63 | Supply and Installation of 100x50mm Powder Coated Cable Tray with Lid and necessary accessories. | 40 | m
64 | S1.64 | Supply and Installation of 300x100mm Powder Coated Cable Ladder with necessary accessories. | 5 | m
64 |  | Carried Forward
64 |  | Brought Forward
64
64 |  | Any Other Items
65 | S1.65 | Allow for any other item not specified herein, but either shown in drawings and as per specification or as required nearest to the condition given, and / or to full fill relevant BS and Local requirements or any other item necessary for the satisfactory completion of the SCS/LAN System. (If any to be Itemized) | 1 | Item
65
65 |  | TESTING AND COMMISSIONING
66 | S1.66 | Allow for testing and commissioning of the Data and Telephone Systems to the entire satisfaction of the engineer and submission of commissioning report in triplicate | 1 | Item
66
67 | S1.67 | As built drawings, shop drawings, Testing and Commissioning providing operation and maintenance manual. ( 3 copies of each) | 1 | Item
67
67 |  | S2 - PRIVATE AUTOMATIC BRANCH EXCHANGE SYSTEM (PABX)
67
67 |  | Telephone System
67 |  | Point wiring is provided under LAN
67
68 | S1.68 | Executive phone | 1 | Nr
69 | S1.69 | Standard phone | 10 | Nr
69
69 |  | Backbone Cabling
69 |  | Same IP Backbone Cabling for Local Area network will be used for Telephone System. |  | Note
69
69 |  | Any Other Items
70 | S1.70 | Allow for any other item not specified herein, but either shown in drawings and as per specification or as required nearest to the condition given, and / or to full fill relevant BS and Local requirements or any other item necessary for the satisfactory completion of the PABX System. (If any to be Itemized) | 1 | Item
70
70 |  | Carried Forward
70 |  | Brought Forward
70
70 |  | Testing and Commissioning.
71 | S1.71 | Testing of complete copper cabling system and issuing a test certificate acceptable to the commissioning. | 1 | Item
71
72 | S1.72 | As built drawings, shop drawings, providing operation and maintenance manuals in triplicate hard copies. | 1 | Item
72
72 |  | S3 - INTERNET PROTOCOL TELEVISION SYSTEM (IPTV)
72
72 |  | Point wiring
72 |  | Point wiring is provided under LAN |  | Note
72
72 |  | Set Top Box
73 | S1.73 | Supply & Installation of IPTV STB with necessary Audio Video Cables to the TV | 1 | Nr
73
73 |  | Any Other Items
74 | S1.74 | Allow for any other item not specified herein, but either shown in drawings and as per specification or as required nearest to the condition given, and / or to full fill relevant BS and Local requirements or any other item necessary for the satisfactory completion of the IPTV Cabling System. (If any to be Itemized) | 1 | Item
74
74 |  | Testing and Commissioning.
75 | S1.75 | Testing of complete copper cabling system and issuing a test certificate acceptable to the commissioning. | 1 | Item
75
76 | S1.76 | Testing & Commissioning of other IPTV Cabling System Components (Including Network Configuration Fire wall configuration and etc.) | 1 | Item
76
77 | S1.77 | As built drawings, shop drawings, providing operation and maintenance manuals in triplicate hard copies. | 1 | Item
77 |  | Carried Forward
77 |  | Brought Forward
77 |  | S4 - CLOSED CIRCUIT TV SYSTEM (CCTV)
77
77 |  | 2MP Fixed Lense Indoor Dome Camera
77 |  | Supply & Installation of Indoor Dome Cameras with necessary accessories.
78 | S1.78 | First Floor | 7 | Nr
78
78 |  | Supply and Installation of CCTV Point Wiring
78
79 | S1.79 | CCTV Point wiring complete with CAT6 Cables drawn through securely fixed PVC/GI conduits, network outlet, patch cords and necessary accessories. All surface mounted conduits in parking areas shall be GI. | 7 | Nr
79
79 |  | Supply and Installation of Equipment Racks at floor levels and main rack at server room will be provided at DATA/WIFI section which shared all the IP related services. |  | Note
79
79 |  | Any Other Items
80 | S1.80 | Allow for any other item not specified herein, but either shown in drawings and as per specification or as required nearest to the condition given, and / or to full fill relevant BS and Local requirements or any other item necessary for the satisfactory completion of the CCTV System. (If any to be Itemized) | 1 | Item
80
80 |  | Testing & Commissioning of the system
81 | S1.81 | Testing and commissioning of the Close Circuit Television System (CCTV) to the entire satisfaction of the engineer and submission of commissioning report in triplicate. | 1 | Item
81
82 | S1.82 | As built drawings, shop drawings, technical catalogues, Testing and Commissioning providing operation and maintenance manual.( 3 copies of each) | 1 | Item
82
82 |  | Carried Forward
82 |  | Brought Forward
82 |  | S5 - ACCESS CONTROL AND SYSTEM
82 |  | Supply and Installation of Door Access Control Entry Readers with Accessories (EACS Panel Reader or Intelligent readers).
82 |  | Door Control Entry Reader (Finger Card) for double door Entry Reader: (a) contactless card Exit: (b) exit push button switch Emergency exit: (c) break glass Locking system: (d) magnetic door lock/Drop bolt All required accessories (cabling, wall chasing etc.) Contractor can propose either Intelligent Access Readers(Controller inbuilt in the reader which does not need separate access controllers) or Single Door Access controllers. All the accessories related to successfully completion of the work should be provided by the contractor whichever the method proposed above. |  | Note
82 |  | Intelligent Access Reader (Finger +Card)
83 | S1.83 | First Floor | 2 | Nr
83
83 |  | Exit push button switch
84 | S1.84 | First Floor | 2 | Nr
84
84 |  | Break glass
85 | S1.85 | First Floor | 2 | Nr
85
85 |  | Magnetic door lock/Drop bolt
86 | S1.86 | First Floor | 4 | Nr
86
86 |  | Carried Forward
86 |  | Brought Forward
86 |  | Supply and Installation of Cabling Works
87 | S1.87 | Supply and installation of cabling for EACS panel/Intelligent reader to reader, break glass, lock, exit push button . | 2 | Nr
87
87 |  | Any Other Items
87
88 | S1.88 | Allow for any other item not specified herein, but either shown in drawings and as per specification or as required nearest to the condition given, and / or to full fill relevant BS and Local requirements or any other item necessary for the satisfactory completion of the DACS System. (If any to be Itemized) | 1 | Item
88
88 |  | Testing and Commissioning
88
89 | S1.89 | Allow for testing and commissioning of the DAC system to the entire satisfaction of the engineer and submission of commissioning report in triplicate. | 1 | Item
89
90 | S1.90 | As built drawings, shop drawings, Testing and Commissioning providing operation and maintenance manual. ( 3 copies of each) | 1 | Item
90
90 |  | S6 - PA SYSTEM
90
90 |  | Speakers
90 |  | Supply and installation of 6W Ceiling Mounted Speaker including all other necessary accessories required, complete to working order as per the drawings and technical specifications in following areas.
91 | S1.91 | First Floor | 2 | Nr
91
91
91
91
91
91 |  | Carried Forward
91 |  | Brought Forward
91 |  | Attenuator/Relay Boxes Point Wiring
92 | S1.92 | Supply and Installation Speaker Point with 2C x 1.0mm2 Speaker Cables including wiring for all Speakers in the respective floor levels from Attenuators laid through PVC Conduits and all other required accessories complete to working order as per the Drawings and Technical Specifications | 2 | Nr
92
92 |  | Any Other Items
92
93 | S1.93 | Allow for any other item not specified herein, but either shown in drawings and as per specification or as required nearest to the condition given, and / or to full fill relevant BS and Local requirements or any other item necessary for the satisfactory completion of the PA System. (If any to be Itemized) | 1 | Item
93
93 |  | Testing and Commissioning
93
94 | S1.94 | Allow for testing and commissioning of the PA system to the entire satisfaction of the engineer and submission of commissioning report in triplicate. | 1 | Item
94
95 | S1.95 | As built drawings, shop drawings, Testing and Commissioning providing operation and maintenance manual. ( 3 copies of each) | 1 | Item
95
95 |  | +9300 Second Floor Level to +13350 Third Floor Level
95
95 |  | S1 - LOCAL AREA NETWORK SYSTEM (LAN)
95
95 |  | DATA OUTLETS AND POINT WIRING
95 |  | Supply and installation of 4 pair UTP CAT 6 cable (Including Single Faceplates with Keystone Jacks, PVC Conduiting, trunking and all other necessary accessories)
96 | S1.96 | Second Floor | 2 | Nr
96
96 |  | Carried Forward
96 |  | Brought Forward
96 |  | POINT WIRING FOR IP TELEPHONE
96 |  | Supply and installation of 4 pair UTP CAT 6 cable (Including Single Faceplates with Keystone Jacks, PVC Conduiting, trunking and all other necessary accessories)
97 | S1.97 | Second Floor | 1 | Nr
97
97 |  | POINT WIRING FOR WiFi ACCESS POINTS
97 |  | Supply and installation of 4 pair UTP CAT 6 cable (Including Keystone Jacks, PVC Conduiting, trunking and all other necessary accessories)
98 | S1.98 | Second Floor | 1 | Nr
98
98 |  | POINT WIRING FOR BMS
98 |  | Supply and installation of 4 pair UTP CAT 6 cable (Including Keystone Jacks, PVC Conduiting, trunking and all other necessary accessories)
99 | S1.99 | Second Floor | 2 | Nr
99
99 |  | POINT WIRING FOR ACS
99 |  | Supply and installation of 4 pair UTP CAT 6 cable (Including Keystone Jacks, PVC Conduiting, trunking and all other necessary accessories)
100 | S1.100 | Second Floor | 5 | Nr
100
100 |  | MAIN DATA EQUIPMENT DATA RACK AT 2F
100 |  | Supply and Installation of DATA Equipment Rack (Powder Coated Zn/ Aluminum ), Rack Mount Power Panel , Fan Modules, Perforated front and back Doors and necessary quantities of following accessories
100
100
100
100
100 |  | Carried Forward
100 |  | Brought Forward
100
101 | S1.101 | Passive Components | 1 | Lot
101 |  | 42U DATA Rack (Core switch and fiber patch panels )
101 |  | 8 Port Fiber patch panels including MM LC pigtails(for terminating floor wise uplink fibers)
101 |  | 24 port CAT6 patch panels
101 |  | 1m /2m Patch leads - Multimode Fiber Optic with LC to LC interface
101 |  | 1m/2m Patch leads - CAT6, Unshielded
101 |  | 1U management panels and all cable management accessories
101 |  | 8 Way Power Bars for dual power supply
101 |  | Supply and Installation 5kVA Online UPS full load backup for 10 minutes
101 |  | Any other item necessary for the satisfactory completion (Main equipment in the CCTV section such as NVR/VMS Server/Decoder, CPMS, PABX etc. Should be installed inside the core rack. If 1 Nos of 42U rack with 30% spare , adequate rack quantity Should be provided by the contractor.
101
102 | S1.102 | Active Components | 1 | Lot
102 |  | L3 Copper Core Switch including 8Port 10/100/1000Mbps SFP+, 4x10G SFP+ uplink ports - 2nos
102 |  | L2 Switch including 48 x 10/100/1000 MBps RJ45 POE ports and 2 Gigabit Uplink SFP+ Ports (740W)- 1No
102 |  | L2 Switch including 48 x 10/100/1000 MBps RJ45 POE ports and 2 Gigabit Uplink SFP+ Ports (370W)- 1No
102 |  | 10G SFP+ modules support mentioned Access switches
102 |  | Network Firewall (300 Concurrent Users)
102
102
102 |  | Carried Forward
102 |  | Brought Forward
102 |  | Quantity of the all the Active equipment Should be obtained by the contractor by referring drawings and calculations for the satisfactory installation
102
102 |  | Wireless Access Points - Indoor (Ceiling/Wall Mounted )
103 | S1.103 | Second Floor | 1 | Nr
103
103 |  | Cable Management System
104 | S1.104 | Supply and Installation of 300x100mm Powder Coated Cable Tray with Lid and necessary accessories. | 30 | m
104
105 | S1.105 | Supply and Installation of 100x50mm Powder Coated Cable Tray with Lid and necessary accessories. | 25 | m
106 | S1.106 | Supply and Installation of 300x100mm Powder Coated Cable Ladder with necessary accessories. | 5 | m
106
106 |  | Any Other Items
107 | S1.107 | Allow for any other item not specified herein, but either shown in drawings and as per specification or as required nearest to the condition given, and / or to full fill relevant BS and Local requirements or any other item necessary for the satisfactory completion of the SCS/LAN System. (If any to be Itemized) | 1 | Item
107
107 |  | TESTING AND COMMISSIONING
108 | S1.108 | Allow for testing and commissioning of the Data and Telephone Systems to the entire satisfaction of the engineer and submission of commissioning report in triplicate | 1 | Item
108
108 |  | Carried Forward
108 |  | Brought Forward
109 | S1.109 | As built drawings, shop drawings, Testing and Commissioning providing operation and maintenance manual. ( 3 copies of each) | 1 | Item
109
109 |  | S2 - PRIVATE AUTOMATIC BRANCH EXCHANGE SYSTEM (PABX)
109
109 |  | Telephone System
109 |  | Supply, Installation and Configuration of PABX System
109
109 |  | Point wiring is provided under LAN
109
110 | S1.110 | Supply and installation of IP PABX compatible with 160 IP Extensions, Two Operator Phones and 8 SIP Incoming Lines. | 1 | Item
110
111 | S1.111 | Operator Phone | 1 | Nr
111
111 |  | Backbone Cabling
111 |  | Same IP Backbone Cabling for Local Area network will be used for Telephone System. |  | Note
111
111 |  | Any Other Items
112 | S1.112 | Allow for any other item not specified herein, but either shown in drawings and as per specification or as required nearest to the condition given, and / or to full fill relevant BS and Local requirements or any other item necessary for the satisfactory completion of the PABX System. (If any to be Itemized) | 1 | Item
112
112 |  | Testing and Commissioning.
113 | S1.113 | Testing of complete copper cabling system and issuing a test certificate acceptable to the commissioning. | 1 | Item
113
114 | S1.114 | As built drawings, shop drawings, providing operation and maintenance manuals in triplicate hard copies. | 1 | Item
114
114 |  | Carried Forward
114 |  | Brought Forward
114 |  | S3 - CLOSED CIRCUIT TV SYSTEM (CCTV)
114
114 |  | 2MP Fixed Lense Indoor Dome Camera
114 |  | Supply & Installation of Indoor Dome Cameras with necessary accessories.
115 | S1.115 | Second Floor | 6 | Nr
115
115 |  | 4MP Fixed Lense Outdoor Bullet Camera
115 |  | Supply & Installation of Outdoor Bullet Cameras with necessary accessories.
116 | S1.116 | Second Floor | 2 | Nr
116
116 |  | Supply and Installation of CCTV Point Wiring
116
117 | S1.117 | CCTV Point wiring complete with CAT6 Cables drawn through securely fixed PVC/GI conduits, network outlet, patch cords and necessary accessories. All surface mounted conduits in parking areas shall be GI. | 8 | Nr
117
117 |  | Supply and Installation of Equipment Racks at floor levels and main rack at server room will be provided at DATA/WIFI section which shared all the IP related services. |  | Note
117
117 |  | Supply, Installation and Configuration of following equipment related to the CCTV Recording Station and Monitoring Station
118 | S1.118 | Supply and Installation of 64 Chanel Network Video Recorder for entire CCTV System to record the footage in 720P resolution @ 25fps for 30 Days with RAID 5 Configuration. Rate shall include the price for necessary rack, UPS for 10 Mins, cable management, power, etc. | 2 | Item
118
118 |  | Carried Forward
118 |  | Brought Forward
119 | S1.119 | Supply and Installation CCTV Main Monitoring Station with 55" Commercial Grade Display, Bracket and HDMI & Power cabling | 6 | Item
119
120 | S1.120 | Operator workstation (Server Based PC) for VMS with 32'' monitor, DVD- RW archival, joystick and other necessary equipment. PC Spec : Intel Core i7, 16GB RAM, 512GB SSD, Windows 11 Pro, with a 32" Full HD IPS display. | 1 | Item
120
120 |  | Any Other Items
121 | S1.121 | Allow for any other item not specified herein, but either shown in drawings and as per specification or as required nearest to the condition given, and / or to full fill relevant BS and Local requirements or any other item necessary for the satisfactory completion of the CCTV System. (If any to be Itemized) | 1 | Item
121
121 |  | Testing & Commissioning of the system
122 | S1.122 | Testing and commissioning of the Close Circuit Television System (CCTV) to the entire satisfaction of the engineer and submission of commissioning report in triplicate. | 1 | Item
122
123 | S1.123 | As built drawings, shop drawings, technical catalogues, Testing and Commissioning providing operation and maintenance manual.( 3 copies of each) | 1 | Item
123
123
123
123
123
123 |  | Carried Forward
123 |  | Brought Forward
123
123 |  | S4 - ACCESS CONTROL AND SYSTEM
123 |  | Supply and Installation of Door Access Control Entry Readers with Accessories (EACS Panel Reader or Intelligent readers).
123 |  | Door Control Entry Reader (Finger Card) for double door Entry Reader: (a) contactless card Exit: (b) exit push button switch Emergency exit: (c) break glass Locking system: (d) magnetic door lock/Drop bolt All required accessories (cabling, wall chasing etc.) Contractor can propose either Intelligent Access Readers(Controller inbuilt in the reader which does not need separate access controllers) or Single Door Access controllers. All the accessories related to successfully completion of the work should be provided by the contractor whichever the method proposed above. |  | Note
123 |  | Intelligent Access Reader (Finger +Card)
124 | S1.124 | Second Floor | 5 | Nr
124
124 |  | Exit push button switch
125 | S1.125 | Second Floor | 5 | Nr
125
125 |  | Break glass
126 | S1.126 | Second Floor | 5 | Nr
126
126 |  | Magnetic door lock/Drop bolt
127 | S1.127 | Second Floor | 10 | Nr
127 |  | Carried Forward
127 |  | Brought Forward
127 |  | Stand Alone Guest Door Lock
127 |  | Supply and Installation of Standalone Guest Door Lock with necessary mortice mounting accessories
128 | S1.128 | Second Floor | 1 | Nr
128
128 |  | Supply and Installation of Cabling Works
129 | S1.129 | Supply and installation of cabling for EACS panel/Intelligent reader to reader, break glass, lock, exit push button . | 5 | Nr
129
129 |  | Supply and Installation of Workstations
130 | S1.130 | Administrator Workstations with 1 Nr 24" display panels, administration software's and licenses (for Apartment Door lock software and general Access Control System software). Rate shall include for 1080P Web Camera, Auto Focus, Windows supported Software, Auto Light Correction, Function with Free Standing Tripod. | 1 | Item
130
130 |  | PC Spec : Intel Core i5, 8GB RAM, 256GB SSD, Windows 11 Pro, with a 24" Full HD IPS display. |  | Note
130
130 |  | Access Control Cards
131 | S1.131 | Access Cards ISO/ICE 14443 type A and type B (85.6mm x 54.0mm x .76mm) 4K | 300 | Nr
131
131 |  | Door Access Control Servers with Software
132 | S1.132 | Door Access Control Server with server software and licenses | 1 | Item
132
132
132
132 |  | Carried Forward
132 |  | Brought Forward
132
132 |  | Any Other Items
132
133 | S1.133 | Allow for any other item not specified herein, but either shown in drawings and as per specification or as required nearest to the condition given, and / or to full fill relevant BS and Local requirements or any other item necessary for the satisfactory completion of the DACS System. (If any to be Itemized) | 1 | Item
133
133 |  | Testing and Commissioning
133
134 | S1.134 | Allow for testing and commissioning of the DAC system to the entire satisfaction of the engineer and submission of commissioning report in triplicate. | 1 | Item
134
135 | S1.135 | As built drawings, shop drawings, Testing and Commissioning providing operation and maintenance manual. ( 3 copies of each) | 1 | Item
135
135
135
135
135
135
135
135
135
135
135
135
135
135
135
135
135 |  | Carried Forward
135 |  | Brought Forward
135 |  | S6 - PA SYSTEM
135 |  | Main Audio Cabinet
136 | S1.136 | Supply and Installation of Main Audio Rack at Fire Commanding Center for Audio system including all necessary equipment, but not be limited to the following equipment, complete to working order as per the Drawings and Technical Specifications and relevant Standards. ( The devices which can fulfill multiple following functions will be accepted) - Monitor Panel - PABX interface module ( for Announcement by PABX) - Message Manager/Weakly Timer - Fire Interface - Main Control Unit (Networks Supported) - Pre/Mix Amplifier - Power Amplifiers as adequate with 30% Spare, 200W x (N+1) - Power Supply Unit ( including standalone battery) - Cabling with in the main audio cabinet - Free standing racks including power bars - 42U -5KVA Online UPS 30 minutes backup for full load - Item Breakdown should be provided | 1 | Item
137 | S1.137 | BGM Source ( DVD player FM/AM Tuner+USB) | 1 | Nr
138 | S1.138 | Zone Selector (Compatible for 16 Zones) | 1 | Nr
138
138 |  | Any Other Items
139 | S1.139 | Allow for any other item not specified herein, but either shown in drawings and as per specification or as required nearest to the condition given, and / or to full fill relevant BS and Local requirements or any other item necessary for the satisfactory completion of the PA System. (If any to be Itemized) | 1 | Item
139 |  | Carried Forward
139 |  | Brought Forward
139 |  | Testing and Commissioning
139
140 | S1.140 | Allow for testing and commissioning of the PA system to the entire satisfaction of the engineer and submission of commissioning report in triplicate. | 1 | Item
140
141 | S1.141 | As built drawings, shop drawings, Testing and Commissioning providing operation and maintenance manual. ( 3 copies of each) | 1 | Item
141
141 |  | S5 - Cold Room Monitoring System
141
141 |  | Environmental Monitoring System
142 | S1.142 | Supply and install temperature sensors (RTD type, SS304 probe) for cold rooms and freezers | 11 | Nr
143 | S1.143 | Supply and install wall-mounted humidity sensors (0–100% RH, 0–10V output) | 5 | Nr
144 | S1.144 | Supply and install magnetic door contacts (NO/NC) with 2m cable | 5 | Nr
145 | S1.145 | Supply and install power failure detection relays (230V coil) | 5 | Nr
145
145 |  | Toxic Gas Monitoring System
146 | S1.146 | Supply and install refrigerant gas leak detectors (R404a/R134a) with local alarm relay | 5 | Nr
147 | S1.147 | Supply and install CO₂ detectors with 4–20 mA output and 1000ppm threshold | 2 | Nr
148 | S1.148 | Supply and install Oxygen (O₂) deficiency sensors with alarm relays | 2 | Nr
148
148 |  | DDC Panel & Field Cabling
149 | S1.149 | Supply, install and wire wall-mounted DDC control panel (IP54), including controller, power supply, surge protection, terminal blocks and I/O modules | 1 | Lot
149
149
149 |  | Carried Forward
149 |  | Brought Forward
149
150 | S1.150 | Supply and termination of control cabling (Belden 2-pair shielded, or equal) between sensors and panel | 500 | m
151 | S1.151 | Supply and termination of power cabling to panel (2.5mm² Cu cable) | 50 | m
152 | S1.152 | Labeling of all cables, sensors, and panel terminations | 1 | Lot
152
152 |  | Alarms & Local Indicators
153 | S1.153 | Supply and install audible alarm sounders (IP65, 24V DC) | 5 | Nos
154 | S1.154 | Supply and install visual strobe beacons (red, 24V DC) | 5 | Nos
154
154 |  | Workstation & GUI
155 | S1.155 | Industrial-grade PC with licensed OS, 24" monitor, keyboard, and UPS | 1 | Set
155
156 | S1.156 | GUI Software (Web-based SCADA or HMI software) with 1 client license | 1 | Lot
157 | S1.157 | Configuration of graphics, trends, alarms, and historical logging | 1 | Lot
157
157 |  | Integration to BMS
158 | S1.158 | BACnet/IP or Modbus TCP/IP integration license or gateway (if required) | 1 | Lot
159 | S1.159 | Testing & commissioning of point mapping and interface | 1 | Lot
159
159 |  | Any Other Items
160 | S1.160 | Allow for any other item not specified herein, but either shown in drawings and as per specification or as required nearest to the condition given, and / or to full fill relevant BS and Local requirements or any other item necessary for the satisfactory completion of the CRMS System. (If any to be Itemized) | 1 | Item
160
160 |  | Carried Forward
160 |  | Brought Forward
160 |  | Testing, Commissioning & Documentation
161 | S1.161 | Calibration and testing of all sensors with test reports | 1 | Lot
162 | S1.162 | Commissioning of DDC panel and alarm system | 1 | Lot
163 | S1.163 | As-built documentation, point list, wiring diagrams, user manuals | 1 | Lot
164 | S1.164 | End-user training (min 2 sessions) | 1 | Lot
164
164 |  | +13350 Third Floor Level to +17400 Fourth Floor Level
164
164 |  | S1 - LOCAL AREA NETWORK SYSTEM (LAN)
164
164 |  | DATA OUTLETS AND POINT WIRING
164 |  | Supply and installation of 4 pair UTP CAT 6 cable (Including Single Faceplates with Keystone Jacks, PVC Conduiting, trunking and all other necessary accessories)
165 | S1.165 | Third Floor | 1 | Nr
165
165 |  | POINT WIRING FOR IP TELEPHONE
165 |  | Supply and installation of 4 pair UTP CAT 6 cable (Including Single Faceplates with Keystone Jacks, PVC Conduiting, trunking and all other necessary accessories)
166 | S1.166 | Third Floor | 8 | Nr
166
166 |  | POINT WIRING FOR IP TV
166 |  | Supply and installation of 4 pair UTP CAT 6 cable (Including Single Faceplates with Keystone Jacks, PVC Conduiting, trunking and all other necessary accessories)
167 | S1.167 | Third Floor | 1 | Nr
167
167
167
167
167 |  | Carried Forward
167 |  | Brought Forward
167 |  | POINT WIRING FOR WiFi ACCESS POINTS
167 |  | Supply and installation of 4 pair UTP CAT 6 cable (Including Keystone Jacks, PVC Conduiting, trunking and all other necessary accessories)
168 | S1.168 | Third Floor | 2 | Nr
168
168 |  | POINT WIRING FOR ACS
168 |  | Supply and installation of 4 pair UTP CAT 6 cable (Including Keystone Jacks, PVC Conduiting, trunking and all other necessary accessories)
169 | S1.169 | Third Floor | 4 | Nr
169
169 |  | Wireless Access Points - Indoor (Ceiling/Wall Mounted )
170 | S1.170 | Third Floor | 2 | Nr
170
170 |  | Cable Management System
171 | S1.171 | Supply and Installation of 100x50mm Powder Coated Cable Tray with Lid and necessary accessories. | 25 | m
171
172 | S1.172 | Supply and Installation of 300x100mm Powder Coated Cable Ladder with necessary accessories. | 5 | m
172
172 |  | Any Other Items
173 | S1.173 | Allow for any other item not specified herein, but either shown in drawings and as per specification or as required nearest to the condition given, and / or to full fill relevant BS and Local requirements or any other item necessary for the satisfactory completion of the SCS/LAN System. (If any to be Itemized) | 1 | Item
173
173 |  | TESTING AND COMMISSIONING
174 | S1.174 | Allow for testing and commissioning of the Data and Telephone Systems to the entire satisfaction of the engineer and submission of commissioning report in triplicate | 1 | Item
174
174 |  | Carried Forward
174 |  | Brought Forward
174
175 | S1.175 | As built drawings, shop drawings, Testing and Commissioning providing operation and maintenance manual. ( 3 copies of each) | 1 | Item
175
175 |  | S2 - PRIVATE AUTOMATIC BRANCH EXCHANGE SYSTEM (PABX)
175
175 |  | Telephone System
175 |  | Point wiring is provided under LAN
175
176 | S1.176 | Executive phone | 2 | Nr
176
177 | S1.177 | Standard phone | 6 | Nr
177
177 |  | Backbone Cabling
177 |  | Same IP Backbone Cabling for Local Area network will be used for Telephone System. |  | Note
177
177 |  | Any Other Items
178 | S1.178 | Allow for any other item not specified herein, but either shown in drawings and as per specification or as required nearest to the condition given, and / or to full fill relevant BS and Local requirements or any other item necessary for the satisfactory completion of the PABX System. (If any to be Itemized) | 1 | Item
178
178 |  | Testing and Commissioning.
179 | S1.179 | Testing of complete copper cabling system and issuing a test certificate acceptable to the commissioning. | 1 | Item
179
180 | S1.180 | As built drawings, shop drawings, providing operation and maintenance manuals in triplicate hard copies. | 1 | Item
180
180
180
180 |  | Carried Forward
180 |  | Brought Forward
180
180 |  | S3 - INTERNET PROTOCOL TELEVISION SYSTEM (IPTV)
180
180 |  | Point wiring
180 |  | Point wiring is provided under LAN |  | Note
180
180 |  | Set Top Box
181 | S1.181 | Supply & Installation of IPTV STB with necessary Audio Video Cables to the TV | 1 | Nr
181
181 |  | Any Other Items
182 | S1.182 | Allow for any other item not specified herein, but either shown in drawings and as per specification or as required nearest to the condition given, and / or to full fill relevant BS and Local requirements or any other item necessary for the satisfactory completion of the IPTV Cabling System. (If any to be Itemized) | 1 | Item
182
182 |  | Testing and Commissioning.
183 | S1.183 | Testing of complete copper cabling system and issuing a test certificate acceptable to the commissioning. | 1 | Item
183
184 | S1.184 | Testing & Commissioning of other IPTV Cabling System Components (Including Network Configuration Fire wall configuration and etc.) | 1 | Item
184
185 | S1.185 | As built drawings, shop drawings, providing operation and maintenance manuals in triplicate hard copies. | 1 | Item
185
185
185
185
185
185 |  | Carried Forward
185 |  | Brought Forward
185
185 |  | S4 - CLOSED CIRCUIT TV SYSTEM (CCTV)
185
185 |  | 2MP Fixed Lense Indoor Dome Camera
185 |  | Supply & Installation of Indoor Dome Cameras with necessary accessories.
186 | S1.186 | Third Floor | 4 | Nr
186
186 |  | 4MP Fixed Lense Outdoor Bullet Camera
186 |  | Supply & Installation of Outdoor Bullet Cameras with necessary accessories.
187 | S1.187 | Third Floor | 3 | Nr
187
187 |  | Supply and Installation of CCTV Point Wiring
187
188 | S1.188 | CCTV Point wiring complete with CAT6 Cables drawn through securely fixed PVC/GI conduits, network outlet, patch cords and necessary accessories. All surface mounted conduits in parking areas shall be GI. | 7 | Nr
188
188 |  | Supply and Installation of Equipment Racks at floor levels and main rack at server room will be provided at DATA/WIFI section which shared all the IP related services. |  | Note
188
188 |  | Any Other Items
189 | S1.189 | Allow for any other item not specified herein, but either shown in drawings and as per specification or as required nearest to the condition given, and / or to full fill relevant BS and Local requirements or any other item necessary for the satisfactory completion of the CCTV System. (If any to be Itemized) | 1 | Item
189
189
189 |  | Carried Forward
189 |  | Brought Forward
189
189 |  | Testing & Commissioning of the system
190 | S1.190 | Testing and commissioning of the Close Circuit Television System (CCTV) to the entire satisfaction of the engineer and submission of commissioning report in triplicate. | 1 | Item
190
191 | S1.191 | As built drawings, shop drawings, technical catalogues, Testing and Commissioning providing operation and maintenance manual.( 3 copies of each) | 1 | Item
191
191
191
191
191
191
191
191
191
191
191
191
191
191
191
191
191
191
191
191
191
191
191
191
191
191
191 |  | Carried Forward
191 |  | Brought Forward
191 |  | S5 - ACCESS CONTROL AND SYSTEM
191 |  | Supply and Installation of Door Access Control Entry Readers with Accessories (EACS Panel Reader or Intelligent readers).
191 |  | Door Control Entry Reader (Finger Card) for double door Entry Reader: (a) contactless card Exit: (b) exit push button switch Emergency exit: (c) break glass Locking system: (d) magnetic door lock/Drop bolt All required accessories (cabling, wall chasing etc.) Contractor can propose either Intelligent Access Readers(Controller inbuilt in the reader which does not need separate access controllers) or Single Door Access controllers. All the accessories related to successfully completion of the work should be provided by the contractor whichever the method proposed above. |  | Note
191 |  | Intelligent Access Reader (Finger +Card)
192 | S1.192 | Third Floor | 4 | Nr
192
192 |  | Exit push button switch
193 | S1.193 | Third Floor | 4 | Nr
193
193 |  | Break glass
194 | S1.194 | Third Floor | 4 | Nr
194
194 |  | Magnetic door lock/Drop bolt
195 | S1.195 | Third Floor | 8 | Nr
195
195 |  | Carried Forward
195 |  | Brought Forward
195 |  | Supply and Installation of Cabling Works
196 | S1.196 | Supply and installation of cabling for EACS panel/Intelligent reader to reader, break glass, lock, exit push button . | 4 | Nr
196
196 |  | Any Other Items
196
197 | S1.197 | Allow for any other item not specified herein, but either shown in drawings and as per specification or as required nearest to the condition given, and / or to full fill relevant BS and Local requirements or any other item necessary for the satisfactory completion of the DACS System. (If any to be Itemized) | 1 | Item
197 |  | Testing and Commissioning
197
198 | S1.198 | Allow for testing and commissioning of the DAC system to the entire satisfaction of the engineer and submission of commissioning report in triplicate. | 1 | Item
198
199 | S1.199 | As built drawings, shop drawings, Testing and Commissioning providing operation and maintenance manual. ( 3 copies of each) | 1 | Item
199
199 |  | S6 - PA SYSTEM
199
199 |  | Speakers
199 |  | Supply and installation of 6W Ceiling Mounted Speaker including all other necessary accessories required, complete to working order as per the drawings and technical specifications in following areas.
200 | S1.200 | Third Floor | 1 | Nr
200
200
200
200
200
200 |  | Carried Forward
200 |  | Brought Forward
200
200 |  | Attenuator/Relay Boxes Point Wiring
201 | S1.201 | Supply and Installation Speaker Point with 2C x 1.0mm2 Speaker Cables including wiring for all Speakers in the respective floor levels from Attenuators laid through PVC Conduits and all other required accessories complete to working order as per the Drawings and Technical Specifications | 1 | Nr
201
201 |  | Any Other Items
201
202 | S1.202 | Allow for any other item not specified herein, but either shown in drawings and as per specification or as required nearest to the condition given, and / or to full fill relevant BS and Local requirements or any other item necessary for the satisfactory completion of the PA System. (If any to be Itemized) | 1 | Item
202
202 |  | Testing and Commissioning
202
203 | S1.203 | Allow for testing and commissioning of the PA system to the entire satisfaction of the engineer and submission of commissioning report in triplicate. | 1 | Item
203
204 | S1.204 | As built drawings, shop drawings, Testing and Commissioning providing operation and maintenance manual. ( 3 copies of each) | 1 | Item
204
204
204
204
204
S- ELV INSTALLATIONS
Total Carried to Summary

## S2 - Generator System
CONSTRUCTION OF THE CENTRAL COLD CHAIN FACILITY BUILDING WITH CLIMATE-FRIENDLY DESIGNS AT HULHUMALE LOT 11766
BILL OF QUANTITIES - BILL NO. 30
| Item No. | Description | Qty | Unit | Rate (MVR.) | Amount (MVR.)
S2 - ELECTRICAL INSTALLATION - GENERATOR SYSTEM
EMERGENCY GENERATOR SYSTEM
|  | The tenderer is advised to refer to the General Notes, Pricing Preambles, Drawings, Specifications, Condition of Contract and other relevant documents prior to pricing of the following items. |  | Note
EMEGENCY POWER SUPPLY SYSTEM
|  | This trade include the Supply and Installation of Emergency Power Supply System. |  | Note
DIESEL GENERATOR SET
|  | The tenderer shall submit the following information on the quoted generators along with the tender. |  | Note
For 180 kVAGenerator Set
a) Make / Brand name
b) Country of Origin
c) Country of Manufacture
d) Country of Assembling
e) Block load rating
f) Generator Model No
g) Engine Model No
h) Alternator Model No
i) Delivery Period
j) Installation Period
0 |  | Carried Forward
0 |  | Brought Forward
|  | The tenderer shall consider the following information along with their quote. |  | Note
i) Rating - Prime
ii) Method of exitation - PM Excited
iii) Voltage - 400 v
iv) Frequency, Hz - 50Hz
v) No of phases - 3
vi) Speed, rpm - 1500 rpm
vii) Sound level 1m apart from the wall, dBA - 63
viii) Civil work and plinths shall be completed by the Civil Contractor
ix) Flexible connector - required
x) Exhaust extension - required advisable to visit site
xi) Base tank - required for each generator
xv) Whether fuel tank comply with local authority requirement - confirm
xvi) Related civil works shall be completed by the Civil Contractor
xvii) Day tank capacity - 1000 liter (1 No)
xviii) Day tank material - MS Sheets
x) Testing and commissioning work included - included in separate item
xxi) Transfer Pump & Control Panel details
xxii) Fuel to be supplied for testing by the Contractor
xxiii) Load Bank included or not - should include
xxiv) Warranty - 24 months with no running hour limitation
xxv) Validity - As per the tender
xxvi) Maintenance during the Defect Liability Period - required
Carried Forward
Brought Forward
xxvii) Project Duration - As per the tender
xxviii) generator fuel system earthing - required
xxix) Control wiring - required
|  | Tenderer shall submit a full set of operation and maintenance manuals, circuit wiring diagrams in triplicate. |  | Note
|  | The Generator neutral & frame shall be connected to the main earthing system. |  | Note
|  | Supply and installation of Automatically operated Diesel Engine driven (Prime rated), Generator set of following capacity , PM excited, 50 Hz, 1500 RPM, 3 Phase, 400/230 Volts with set mounted fully featured advanced digital control panel , set mounted radiator cooling method shall be performed. Also offer should include all necessary accessories such as residential muffler with elbow kit, Stainless Steel flexible connector, insulated and cladded exhaust piping, Alternator Anti condensation heater, Battery cables, Battery Tray, Static battery charger etc. to complete the system in working order as per the Drawings and technical specifications and relevant standards. The all below capacities should be after the derating due to height of the area. |  | Note
1 | S2.1 | 180kVA Prime rated Generator | 1 | nr
1
1 |  | Carried Forward
1 |  | Brought Forward
1
1 |  | ADDITIONAL EXHAUST PIPES
1
2 | S2.2 | Supply and installation of additional exhaust pipes made of stainless steel, outside of the generator room for the purpose of disposal at higher elevation of exhaust gases of diesel engine complete to working order and to comply relevant local authority requirement. | 1 | Lot
2
3 | S2.3 | Allow for providing Earthing for the generators including earth pits. | 1 | Lot
3
4 | S2.4 | Room Sound Proofing to achieve 63dBA @ Boundary level, including fresh air attenuators, Hot air attenuators, sound proofed door, primary and secondary silencers with heat insulation etc. And also, at the boundary level, it is Contractor's responsibility to maintain the sound level as per the local authority standards. Providing the necessary approvals from local authorities is coming under the Contractors scope. | 1 | Item
4
5 | S2.5 | Two regular services for generator set . | 1 | Item
5
6 | S2.6 | Control Wiring charges. | 1 | Item
6
7 | S2.7 | Allow for providing battery charges, space heaters or any other item required for the complete installation. | 1 | Item
7
7
7
7
7
7 |  | Carried Forward
7 |  | Brought Forward
7
7 |  | FUEL STORAGE AND DISTRIBUTION SYSTEM
7 |  | Fuel transfer from day tank to generator base tank to be gravity. |  | Note
7
7 |  | DAY FUEL STORAGE TANK
8 | S2.8 | Supply and installation of 1000L capacity indoor day fuel storage tank/ MS structure to keep it, filtering system/ isolation valves, level gauge, vents, complete with all pipes and fittings comply with relevant standard and regulations. | 1 | Item
8
8 |  | FUEL PIPES AND VALVES
9 | S2.9 | Supply and installation of required fuel transfer metal pipes (supply and overflow) and bourse filling line including lockable female bourse filling point, stop valves and other necessary accessories such as supports , brackets etc. All undergoes and pipes should be wrapped with denso tapes. It is required to supply and install a BMS compatible fuel meter also. | 1 | Lot
9
9 |  | Equi-potential bonding and Earthing
10 | S2.10 | Rate shall includes Supply and install fuel tank earthing including, earth bar, cables, copper tapes, clamps, electrodes , test disconnection points, all necessary accessories etc. as detailed on drawings and specification. | 1 | Item
10
10 |  | Main/Sub Cabling
10 |  | All under ground cables directly/through PVC pipe buried in ground/ in the trenches asappilcable, to be laid properly and covered with cable tiles, protection tapes, ..etc for mechanical protection,PVC sleeves may use if required. Rate shall include for all necessary works/accessories such as excavation, sand layers, cable tiles, warning strips and back filling .with approved quality earth, properly compacted, to the satisfaction of the Engineer |  | Note
10
10 |  | All above ground cables shall be laid on cable tray/trunking /conduits as applicable and covered by tray covers,…etc. For mechanical protection. PVC sleeves may use if required. Rate shall include for all necessary works/accessories such as galvanized brackets, supporting materials, fittings, nails, cable ties, earthing, ...etc, trays shall be of required sizes, GI powder coated, and shotted, to the satisfaction of Engineer. |  | Note
10
10 |  | Rate shall include supply, installation and termination of following Cables
10
11 | S2.11 | 3x (4C 240mm2 Cu/XLPE/SWA/PVC) from Utility suppliers feer point to MSB laid in underground | 110 | m
11
11
11 |  | Carried Forward
11 |  | Brought Forward
11
11 |  | Cable From Generators to Neutral & Frame Earth Bars
11 |  | Rate shall include supply and installation of Cu/PVC (E ) cable from Generator to Earth bars and Cost of supply and installation of Earth bars should be included in the offer. |  | Note
12 | S2.12 | Supply and installation of fire form protection system for the Generator room and the building inside under soffit fuel path. | 1 | Item
13 | S2.13 | Cable from Generator Frame Earth Bar to Prime Generators. | 1 | Item
13
13 |  | Builder's work
13
14 | S2.14 | Allow for builder's work in connection with including following items making openings in floor slab and walls, masonry work, making good to chasings, plinths/bases for equipment & all other builder's work not stated above. | 1 | Item
14
14 |  | Testing and Commissioning
14
15 | S2.15 | Allow for Testing and Commissioning of bus riser system, cable system on completion as per the specifications by a chartered Engineer including submission 3 set of test reports, etc. | 1 | Item
15
15
15 |  | Any Other Item
15
16 | S2.16 | Allow for any other item necessary for the satisfactory completion of the system but not included above (submit details with the tender). | 1 | Item
16
16
16
16
#REF! |  | S2 - GENERATOR SYSTEMS
#REF! |  | Total Carried to Summary

## S3- Solar System
CONSTRUCTION OF THE CENTRAL COLD CHAIN FACILITY BUILDING WITH CLIMATE-FRIENDLY DESIGNS AT HULHUMALE LOT 11766
BILL OF QUANTITIES - BILL NO. 31
| Item No. | Description | Qty | Unit | Rate (MVR.) | Amount (MVR.)
SUPERSTRUCTURE
S3- SOLAR SYSTEM INSTALLATION
SOLAR PV INSTALLATION
|  | Rate shall include for necessary chasings, trenching, conduits, cables, cable trays, fittings and clips, cutting holes and chases in brick work/ block work/ concrete work complete with all necessary accessories such as sockets, connections, cable glands and boxes, hardware clips, soldering and jointing materials etc., for proper installing and laying of cables. |  | Note
|  | The tenderer shall submit the following information on the items/equipment quoted for together with the tender. |  | Note
a. Make
b. Model Number
c. Technical data
d. Country of manufacture
e. Delivery period
f. Lead time for manufacturing
g. Port of shipping
h. CIF value of each item in foreign currency
j. Optional items and their additional cost. (additional cost to be submitted separately)
k. Schedule of items to be carried out by others connected to installation of generators / transformers / Electrical panels such as some builders work and electrical connection
l. Details of all special features
m. Schedule attached to specification
0
0 |  | Carried Forward
Brought Forward
|  | Solar modules offered shall be certified as per latest edition of IEC61215-2, IEC 61730-1, IEC61730-2 for safety qualification testing. The PV module shall contain high power silicon solar cells. The solar cells shall have surface anti-reflective coating to absorb more light in all weather conditions. The space available for the solar PV module installation shall obtained from the drawings. |  | Note
|  | Supply and installation of grid tie inverter shall meet the code and standared of CE, VDE0126-1, G83/1-1, IEC 61727, IEC62116. |  | Note
|  | Supply, installation, commissioning and connecting to the grid supply of 40 kW capacity Solar array system complete with, | 1 | Item
i) MPPT facility
ii) Wall mounted Cabinet to IP54 complete with AC, DC breakers and a energy meter
iii) System monitoring, Remote diagnosis and Data storage & Visualization Display
iv) All required cables between PV panels, PV panels to inverter, Inverter to Solar Meter etc
v) Array junction boxes including all necessary accessories
vi) Module mounting structure with all necessary accessories and if any other modification is required to the roof for solar panel mounting
vii) Bonding exposed metal parts to the main lightning protection system
viii) Approvals and connection charges with Utility supply authorities or any other organizations to be included with this.( All the costs related to complete the total solar system installation to be included under this scope)
1 |  | Carried Forward
1 |  | Brought Forward
TESTING AND COMMISSIONING
1 | S3.1 | Allow for testing and commissioning of the Solar PV System to the entire satisfaction of the Engineer and submission of commissioning report in triplicate. | 1 | Item
1
1
1 |  | Any Other Item
1
2 | S3.2 | Allow for any other item necessary for the satisfactory completion of the system but not included above (submit details with the tender). | 1 | Item
2
2 |  | S3 - SOLAR SYSTEM INSTALLATION
2 |  | Total Carried to Summary
2
2
2
2
2
2
2
2
2
2
2
2
2
2
2
2
2
2
2
2
2
2
2
2
2
2
2
2
2
2
2
2
2
2
2
2
2
2
2
2
2
2
2
2
2
2
2
2
2
2
2
2
2
2
2
2
2
2
2
2
2
2
2
2
2
2
2

## Lifts
CONSTRUCTION OF THE CENTRAL COLD CHAIN FACILITY BUILDING WITH CLIMATE-FRIENDLY DESIGNS AT HULHUMALE LOT 11766
BILL OF QUANTITIES - BILL NO. 32
| Item | Description |  | Qty | unit | Rate (MVR.) | Amount (MVR.)
| L | VERTICAL TRANSPORTATION SYSTEM
NOTE 1
Allow for all cost of supply including CIF, CID, PAL, clearing charges, transport charges, erection, factory testing, site testing, commissioning as per specification and drawings and profits etc.
Allow for cost of providing security bonds, guaranties, insurance of personnel, property, material against accidents, damage, trespass or theft.
Allow for the cost of all temporary works such as scaffolding etc. associated civil and electrical works related to the installation work such as drilling of suitable holes in walls, breaking of any parts of walls and finishing works of the same such as plastering, painting, etc. electrical power / control wiring, services connections, etc.
NOTE 2
The work includes the supply of all materials and the provision of site testings, pre-site visits, plants, tools, machines, scaffoldings, labor, documents, drawings, stores, method statements, test reports, handing over documents, technical data sheets, manufacturer's specifications & recommendations, method statements, services in connection with the work as set out in these documents and required for handing over the Vertical Transportation System which shall be fully operational in every respect and intent.
0 |  | Carried Forward
0 |  | Brought Forward
The contractor shall have before tendering verified ratings, sizes and dimensions of all components included and required in order to achieve the specified requirements.
The Contractor shall have when tendering verified all building and constructional details.
The contractor shall dismantle and remove all temporory works, tools, equipment etc from site on completion of works.
Bidder shall take into consideration that rates and prices quoted will be deemed to cover the entire work to be carried out under the scope of work, whether such items have been specially mentioned in the BOQ or not.
All materials and equipment supplied shall be new, unused and without any defects and shall be approved by the Engineer.
Bidder's price for each item of work shall include for cost builders work such as making and closing up holes, openings & blackouts, drilling, boring, anchoring, chasing covering up etc., including restoring all finishes and the like to the entire satisfaction of the Engineer.
Bidders shall fill and submit technical data pertaining to equipment offered with supporting catalogues pertaining to same together with the bid. Failure to submit above technical details may be considered as grounds for rejection of the Bid.
0 |  | Carried Forward
0 |  | Brought Forward
Unpriced Items: Cost relating to item which are not being priced will be deemed to have been included in the Total Amount of the bill of Quantities.
For the full description of materials and workmanship refer "Technical Specification", "General Notes" and "Drawings".
The bidder must inspect the site before pricing mainly to assess the required length of piping and identify the relevant civil works and builders works, lifting of equipment and materials etc.
The contractor shall take the utmost care to avoid any damages to existing properties (fire pipelines, drain pipelines, water supply pipelines, ducting and cables, etc.) The contractor shall take responsibility for those damages and shall replace the damaged items or shall pay the compensation as required and the supervision of the client.
Rate shall include for all necessary civil work including construction of necessary RCC beams at the lift machine room, creating concrete pockets inside the lift well for fixing of rails, hooks etc, and providing of necessary steel structure for LIFT material lifting.
PASSENGER LIFT : L1&L2
0 |  | Supply and Installation of Passenger Lifts complying with the followings and as per the specifications:
0
0 |  | The rate shall include;
0
0 |  | - Provision shall be available on the lift control panel to receive a signal from the fire detection panel through a control module to ground the lift in a fire situation
0
0 |  | - Lift shall be complied to EN 81-1
0 |  | Carried Forward
0 |  | Brought Forward
0 |  | -Supply and Installation of Pit ladders, Hoisting hooks and access ladders to lift machine (if required) at the machine room
0 |  | - Supply and Installation additional / same Landing Operating Panel (LOP) & Car Control Panel (COP) for the use of disabled persons as per EN81-70
0 |  | - Supply & installation of Automatic Rescue Device (ARD) to operate above lift during power failure.
0
0 |  | Subject | Requirement
0 |  | Capacity | Min. 1000 kg / 15 Passengers
0 |  | Speed | 105 m/min
0 |  | Automatic releveling accuracy | +/- 5 mm
0 |  | Motor drive | Variable Voltage Variable Frequency
0 |  | No of stops / openings | 11
0 |  | Travel (Approximately) | 40,050 mm (Including B1)
0 |  | Overhead height (Available) | 4,700 mm
0 |  | Pit depth (Available) | 1500 mm
0 |  | Hoistway (Approximately) | 2285 x 2500 mm (WxD)
0 |  | Entrance car door | 900 x 2100 mm (WxH)
0 |  | Entrance car door (Structural Opening) | 1100 x 2200 mm (WxH)
0 |  | Minumum car dimensions | 1600 x 1500 mm (WxD)
0 |  | Door type | Two panel Center -Opening
0 |  | Door jamb | Narrow
0 |  | Machine room | Machine Room
0 |  | Finishes of the car | Hairline Stainless Steel
0 |  | Carried Forward
0 |  | Brought Forward
0
1 | L/1 | Supply Cost |  |  | Item
2 | L/2 | Installation, Testing & Commissioning Cost |  |  | Item
2
2 |  | FIRE LIFT : FL1
2 |  | Supply and Installation of Fire Lift complying with the followings and as per the specifications:
2
2 |  | The rate shall include;
2
2 |  | - Provision shall be available on the lift control panel to receive a signal from the fire detection panel through a control module to ground the lift in a fire situation
2
2 |  | -Supply and Installation of Pit ladders, Hoisting hooks and access ladders to lift machine (if required) at the machine room
2 |  | - Lift shall be complied to EN81-72 & EN 81-1 (with including fire ladder, fire doors, emergency trap door, fire protected cables and etc)
2 |  | - Supply & installation of Automatic Rescue Device (ARD) to operate above lift during power failure.
2 |  | Subject | Requirement
2 |  | Capacity | Min. 1600 kg
2 |  | Speed | 105 m/min
2 |  | Automatic releveling accuracy | +/- 5 mm
2 |  | Motor drive | Variable Voltage Variable Frequency
2 |  | No of stops / openings | 11
2 |  | Travel (Approximately) | 40,050 mm (Including B1)
2 |  | Overhead height (available) | 4,700 mm
2 |  | Pit depth (available) | 1,500 mm
2 |  | Hoistway (Approximately) | 2,500 x 3,000 mm (WxD)
2 |  | Entrance car door | 1200 x 2,100 mm (WxH)
2 |  | Entrance car door (Structural Opening) | 1400 x 2200 mm (WxH)
2 |  | Minumum car dimensions | 1400 x 2400 mm (WxD)
2 |  | Door type | Two panel Side -Opening
2 |  | Door jamb | Narrow
2 |  | Machine room | Machine Room
2 |  | Finishes of the car | Hairline Stainless Steel
2
3 | L/3 | Supply Cost |  |  | Item
4 | L/4 | Installation, Testing & Commissioning Cost |  |  | Item
4
4 |  | VERTICAL TRANSPORTATION SERVICES INSTALLATIONS
4 |  | Total Carried to Summary

## MEP SUMMARY
CONSTRUCTION OF THE CENTRAL COLD CHAIN FACILITY BUILDING WITH CLIMATE-FRIENDLY DESIGNS AT HULHUMALE LOT 11766
BILL OF QUANTITIES
MEP SUMMARY
BILL NO. | DESCRIPTION | AMOUNT (MVR.)
Bill No. 24 | Q - Plumbing Installation
Bill No. 25 | Q1 - Sanitary Fittings & Accessories Installation
Bill No. 26 | R1 - MVAC System Installation
Bill No. 27 | R2 - Fire
Bill No. 28 | S - Electrical Installation
Bill No. 29 | S1 - ELV Systems Installation
Bill No. 30 | S2 - Generator System
Bill No. 31 | S3 - Solar System Installation
Bill No. 32 | L - Vertical Transportation System
MEP TOTAL CARRIED TO GRAND SUMMARY (WITHOUT TAXES)

## GRAND SUMMARY
CONSTRUCTION OF THE CENTRAL COLD CHAIN FACILITY BUILDING WITH CLIMATE-FRIENDLY DESIGNS AT HULHUMALE LOT 11766
BILL OF QUANTITIES
GRAND SUMMARY
Section 1 | Preliminaries
Section 2 | Substructure - Civil Works
Section 3 | Superstructure - Civil Works
Section 4 | MEP Works
Section 5 | Provisional Sum
Section 6 | Additions and Ommissions
Sub Total 1
GST 8%
Grand Total
GRAND TOTAL (WITHOUT TAXES)
In words :
…………………………………… |  | ………………….
Bidder |  | Date

## Civil works related MEP (hidden)
#REF!
BILL OF QUANTITIES
CM - CIVIL WORKS RELATED TO MEP WORK
BILL NO - 15
ITEM NO | DESCRIPTION | QTY | UNIT | RATE (RS.) | AMOUNT (RS.)
CM - CIVIL WORKS RELATED TO MEP WORK
CM1 | Construct of RCC Sewer manholes size 600mm X 600mm height less than 1m Complete the work as per the drawing no: HC-18033 PFAH-Detail 001 and as specified by the Engineer. Rate shall include for all the necessary excavation, back filling and related works to maintain the water seal.(cast iron cover included in the MEP BOQ) |  | nr | 57980 | 0
CM2 | Construct of RCC water tight Waste Manholes size 450mmX450mm height less than 1m Complete the work as per the drawing no: HC-18033 PFAH-Detail 001 and as specified by the Engineer. Rate shall include for all the necessary excavation, back filling and related works to maintain the water seal.(cast iron cover included in the MEP BOQ) |  | nr | 25000 | 0
CM3.1 | 450 mm x 425 mm open drain |  | m | 7500 | 0
CM4 | Construct of RCC Sewer Collection Pits 1.5mX1.5mX1.5m Complete the work as per the drawing no: HC-18033 PFAH-S&W 005 and as specified by the Engineer. Rate shall include for all the necessary excavation, back filling to required gradient and related works.(cast iron cover included in the MEP BOQ) |  | nr | 90000 | 0
CM5 | Construct of RCC pit for Generator Bulk Tank. Complete the work as per the drawing no: HC-18033 PFAH-GR & FUS 001 and as specified by the Engineer.Rate shall include for all the necessary excavation, back filling to required gradient and related works.(tank included in the MEP BOQ) |  | nr | 432000 | 0
CM - CIVIL WORKS RELATED TO MEP WORK
Total Carried to Summary